## Summary RP
| Outfall 001 99% |  | Outfall 001 95% |  | Outfall 002 99% |  | Outfall 002 95%
POC | RP Acute | RP Chronic | RP Acute | RP Chronic | RP Acute | RP Chronic | RP Acute | RP Chronic
Aluminum | NO | N/A | No | N/A | NO | N/A | No | N/A
Copper | YES | YES | Yes | Yes | YES | YES | Yes | Yes
Silver | NO | N/A | No | N/A | NO | N/A | No | N/A
Zinc | YES | NO | Yes | No | NO | NO | No | No
Arsenic | YES: Sampling will be required due to no data being available to run RP
Cadmium
Chromium
Lead
Mercury
Nickel
Selenium
DWQ-2016-013051

## Al 001
| Reasonable Potential Procedure |  |  |  |  | Facility Name: |  | ATK
Permit Number:
[6 empty] | Outfall Number: |  | 001
INSTRUCTIONS: For Effluent Data Sets with a Single Reporting Limit
1. Enter Parameter Name, Distribution Type and Units in Yellow Cells G6,G8 and G10.
|  | Parameter |  | = | Aluminum | [5 empty] | 2. Enter Reporting Limit for ND and Significant Figures in Yellow Cells G12 and G14. (The Reporting Limit will be displayed in the correct number of sgnificant figures in Cell I12.)
|  | Distribution |  | = | Default | [5 empty] | 3. Enter desired Confidence Interval in Cell G16 (95 or 99)
4. Enter Effluent Data Values in Yellow Cells in Column D to the Left. For Non-Detected Values, enter ND or nd in Cell. (The data will be displayed with the correct significant figures in column H.)
|  | Data Units |  | = | ug/L
5. Enter criterion in cells S38(ac), S55(ch), and S72(hh).
|  | Reporting Limit |  | = | 1 |  | 1.00 |  |  |  | 6.The displays in cells S40, S57 and S74 indicates RP.
|  | Significant Figures |  | = | 3 | [5 empty] | *Instructions For Multi-Reporting Limits: For data sets with non-detected values at multiple reporting limits, enter values >RL in Column D. Enter the reporting limit for each individual value <RL in Yellow Cells L20-L40, e.g. <5, <1; enter 5 in Cell L20, enter 1 in Cell L21.
|  | Confidence Interval |  | = | 99
|  |  | Effluent Data |  | Eff Data (w/correct sig figs) |  |  |  | Multi-Reporting Limits |  | Maximum Effluent Concentration Reported |  |  | = | 99 | ug/L
1 |  |  | 99 |  |  | 99.0 |  |  |  |  | Coefficient of Variation (CV) |  |  | = | 0.600
2 |  |  | 99 |  |  | 99.0
3 |  |  | 99 |  |  | 99.0 |  |  |  |  | RP Multiplier |  |  | = | 1.65
4 |  |  | 99 |  |  | 99.0
5 |  |  | 99 |  |  | 99.0 |  |  |  |  | Projected Maximum Effluent Concentration (MEC) |  |  | = | 163 | ug/L
6 |  |  | 99 |  |  | 99.0
7 |  |  | 99 |  |  | 99.0
8 |  |  | 99 |  |  | 99.0 |  |  |  |  | Acute WQBEL Concentration |  | = | 750 | ug/L
9 |  |  | 99 |  |  | 99.0
10 |  |  | 99 |  |  | 99.0
11 |  |  | 99 |  |  | 99.0 |  |  |  |  | Reasonable Potential for Acute Criterion? |  |  | = | NO
12 |  |  | 99 |  |  | 99.0
13 |  |  | 99 |  |  | 99.0
14 |  |  | 99 |  |  | 99.0
15 |  |  | 99 |  |  | 99.0 |  |  |  |  | Chronic WQBEL Concentration |  | = |  | ug/L
16 |  |  | 99 |  |  | 99.0
17 |  |  | 99 |  |  | 99.0
18 |  |  | 99 |  |  | 99.0 |  |  |  |  | Reasonable Potential for Chronic Criterion? |  |  | = | N/A
19 |  |  | 99 |  |  | 99.0
20 |  |  | 99 |  |  | 99.0
21 |  |  | 99 |  |  | 99.0
22 |  |  | 99 |  |  | 99.0 |  |  |  |  | Human Health WQBEL Concentration |  | = |  | ug/L
23 |  |  | 99 |  |  | 99.0
24 |  |  | 99 |  |  | 99.0
25 |  |  | 99 |  |  | 99.0 |  |  |  |  | Reasonable Potential for Human Health Criteria? |  |  | = | N/A
26 |  |  | 99 |  |  | 99.0 |  |  |  | 9.0909
27 |  |  | 99 |  |  | 99.0
28 |  |  | 99 |  |  | 99.0
29 |  |  | 99 |  |  | 99.0
30 |  |  | 99 |  |  | 99.0
31 |  |  | 99 |  |  | 99.0
32 |  |  | 99 |  |  | 99.0
33 |  |  | 99 |  |  | 99.0
34 |  |  | 99 |  |  | 99.0
35 |  |  | 99 |  |  | 99.0
36 |  |  | 99 |  |  | 99.0
37 |  |  | 99 |  |  | 99.0
38 |  |  | 99 |  |  | 99.0
39 |  |  | 99 |  |  | 99.0
40 |  |  | 99 |  |  | 99.0
41 |  |  | 99 |  |  | 99.0
42 |  |  | 99 |  |  | 99.0
43 |  |  | 99 |  |  | 99.0
44 |  |  | 99 |  |  | 99.0
45 |  |  | 99 |  |  | 99.0
46 |  |  | 99 |  |  | 99.0
47 |  |  | 99 |  |  | 99.0
48 |  |  | 99 |  |  | 99.0
49 |  |  | 99 |  |  | 99.0
50 |  |  | 99 |  |  | 99.0
51 |  |  | 99 |  |  | 99.0
52 |  |  | 99 |  |  | 99.0
53 |  |  | 99 |  |  | 99.0
54 |  |  | 99 |  |  | 99.0
55 |  |  | 99 |  |  | 99.0
56 |  |  | 99 |  |  | 99.0
57 |  |  | 99 |  |  | 99.0
58
59
60
61
62
63
64
65
66
67
68
69
70
71
72
73
74
75
76
77
78
79
80
81
82
83
84
85
86
87
88
89
90
91
92
93
94
95
96
97
98
99
100
101
102
103
104
105
106
107
108
109
110
111
112
113
114
115
116
117
118
119
120
[34 empty] | Z-Values |  |  | Natural Logs and Sum of Squares |  |  | Logic Columns |  | Modified Delta Log-Delta Portion
[10 empty] | BOD5 |  | mg/L |  |  |  | delta-lognormal |  |  | lognormal |  |  |  | normal |  |  |  | default |  |  |  | mod.delta-lognormal |  |  |  | 95% C.I. |  | nat log(data)
[10 empty] | TOC |  | ug/L |  |  |  | ND Values | [14 empty] | Multiple ND Values |  |  | # samples | percentile | z-value
[10 empty] | COD |  | mg/kg |  |  | Total Observations = |  | 57 | Total Observations= |  |  | 57 | Total Observations = |  |  | 57 | Total Observations= |  |  | 57 | Total Observations = |  |  | 57 | 1 | 0.05 | -1.6449 | 4.5951 | 1.2622e-29 | 0 | 99 | 99 | 57 | 0 | 0
[10 empty] | Fecal coliform |  | ug/kg | [17 empty] | Non-Detects = |  |  | 0 | 2 | 0.22361 | -0.76007 | 4.5951 | 1.2622e-29 | 0 | 99 | 99 |  | 0 | 0
[10 empty] | Toxicity(WET) |  | TU (tox units) |  |  | Non-Detects = |  | 0 | [16 empty] | 3 | 0.3684 | -0.33609 | 4.5951 | 1.2622e-29 | 0 | 99 | 99 |  | 0 | 0
[10 empty] | Ammonia-N |  | NTU | [18 empty] | E(XD) |  | #DIV/0! | 4 | 0.47287 | -0.068055 | 4.5951 | 1.2622e-29 | 0 | 99 | 99 |  | 0 | 0
[10 empty] | TDS |  | color units |  |  | Lognormal Mean = |  | 4.5951 | [13 empty] | VAR(XD) |  | #DIV/0! | 5 | 0.54928 | 0.12384 | 4.5951 | 1.2622e-29 | 0 | 99 | 99 |  | 0 | 0
[10 empty] | TAH |  | #/100 mL | [18 empty] | ∂ |  | 0 | 6 | 0.60696 | 0.27141 | 4.5951 | 1.2622e-29 | 0 | 99 | 99 |  | 0 | 0
[10 empty] | TAqH |  |  |  |  | Lognormal Variance = |  | 1.2847e-29 | Lognormal Mean = |  |  | 4.5951 | Normal Mean = |  |  | 99 | [8 empty] | 7 | 0.65184 | 0.39028 | 4.5951 | 1.2622e-29 | 0 | 99 | 99 |  | 0 | 0
[10 empty] | Color | [20 empty] | µ |  | 4.5951 | 8 | 0.68766 | 0.48922 | 4.5951 | 1.2622e-29 | 0 | 99 | 99 |  | 0 | 0
[10 empty] | Turbidity |  |  |  |  | Delta-Log Daily Avg = |  | 99 | Lognormal Variance = |  |  | 1.2847e-29 | Normal Variance = |  |  | 0 | [5 empty] | σ2 |  | 1.2847e-29 | 9 | 0.71687 | 0.57357 | 4.5951 | 1.2622e-29 | 0 | 99 | 99 |  | 0 | 0
[10 empty] | Aluminum | [20 empty] | E(Xc) |  | 99 | 10 | 0.74113 | 0.64685 | 4.5951 | 1.2622e-29 | 0 | 99 | 99 |  | 0 | 0
[10 empty] | Antimony |  |  |  |  | Delta-Log Variance = |  | 0 | Lognormal Daily Avg = |  |  | 9.9499 | [9 empty] | VAR(Xc) |  | 0 | 11 | 0.7616 | 0.71145 | 4.5951 | 1.2622e-29 | 0 | 99 | 99 |  | 0 | 0
[10 empty] | Arsenic |  | Lognormal | [21 empty] | 12 | 0.77908 | 0.76908 | 4.5951 | 1.2622e-29 | 0 | 99 | 99 |  | 0 | 0
[10 empty] | Barium |  | Normal |  |  | Coefficient of Variation= |  | 0 | Coefficient of Variation= |  |  | 0 | Coefficient of Variation= |  |  | 0 | Coefficient of Variation= |  |  | 0.6 |  | E(U) |  | #DIV/0! | 13 | 0.79418 | 0.82102 | 4.5951 | 1.2622e-29 | 0 | 99 | 99 |  | 0 | 0
[10 empty] | Beryllium |  | Delta-Lognormal | [18 empty] | VAR(U) |  | #DIV/0! | 14 | 0.80736 | 0.86822 | 4.5951 | 1.2622e-29 | 0 | 99 | 99 |  | 0 | 0
[10 empty] | Cadmium |  | Modified Delta-Lognormal | [17 empty] | Coefficient of Variation= |  |  | #DIV/0! | 15 | 0.81896 | 0.91142 | 4.5951 | 1.2622e-29 | 0 | 99 | 99 |  | 0 | 0
[10 empty] | Chromium (Total) |  | Default | [21 empty] | 16 | 0.82925 | 0.95121 | 4.5951 | 1.2622e-29 | 0 | 99 | 99 |  | 0 | 0
[10 empty] | Chromium (3+) |  |  |  |  | RP Multiplier= |  | 1 | RP Multiplier= |  |  | 1 | RP Multiplier= |  |  | 1 | RP Multiplier= |  |  | 1.6515 | RP Multiplier= |  |  | #DIV/0! | 17 | 0.83843 | 0.98804 | 4.5951 | 1.2622e-29 | 0 | 99 | 99 |  | 0 | 0
[10 empty] | Chromium (6+) |  | 95 | [21 empty] | 18 | 0.84668 | 1.0223 | 4.5951 | 1.2622e-29 | 0 | 99 | 99 |  | 0 | 0
[10 empty] | Cobalt |  | 99 |  |  | Maximum Eff. Conc. |  | 99 | Maximum Eff. Conc. |  |  | 99 | Maximum Eff Con = |  |  | 99 | Maximum Eff. Conc. |  |  | 163.496 | Maximum Eff. Conc. |  |  | #DIV/0! | 19 | 0.85413 | 1.0543 | 4.5951 | 1.2622e-29 | 0 | 99 | 99 |  | 0 | 0
[10 empty] | Copper | [23 empty] | 20 | 0.86089 | 1.0843 | 4.5951 | 1.2622e-29 | 0 | 99 | 99 |  | 0 | 0
[10 empty] | Cyanide (Total) |  | gpd |  |  |  |  | 4.595 |  |  |  | 4.595 |  |  |  | 99 | [7 empty] | #DIV/0! | 21 | 0.86705 | 1.1126 | 4.5951 | 1.2622e-29 | 0 | 99 | 99
[10 empty] | Cyanide (WAD) |  | gpm | [20 empty] | #DIV/0! | 22 | 0.87269 | 1.1392 | 4.5951 | 1.2622e-29 | 0 | 99 | 99
[10 empty] | Iron |  | MGD |  |  |  | Significant Figures | 1.285e-29 |  |  | Significant Figures | 1.285e-29 |  |  | Significant Figures | #NUM! |  |  | Significant Figures |  |  |  | Significant Figures | #NUM! | 23 | 0.87788 | 1.1644 | 4.5951 | 1.2622e-29 | 0 | 99 | 99
[10 empty] | Lead |  | cfs |  |  |  | for Statistical |  |  |  | for Statistical |  |  |  | for Statistical |  |  |  | for Statistical |  |  |  | for Statistical | 4.595 | 24 | 0.88265 | 1.1884 | 4.5951 | 1.2622e-29 | 0 | 99 | 99
[10 empty] | Magnesium | [5 empty] | Calculations | 99 |  |  | Calculations | 9.95 |  |  | Calculations |  |  |  | Calculations |  |  |  | Calculations | 1.285e-29 | 25 | 0.88707 | 1.2111 | 4.5951 | 1.2622e-29 | 0 | 99 | 99
[10 empty] | Manganese |  | 0 | [20 empty] | 99 | 26 | 0.89117 | 1.2328 | 4.5951 | 1.2622e-29 | 0 | 99 | 99
[10 empty] | Mercury | [6 empty] | #NUM! |  |  |  | #NUM! |  |  |  | #NUM! | [7 empty] | #NUM! | 27 | 0.89498 | 1.2535 | 4.5951 | 1.2622e-29 | 0 | 99 | 99
[10 empty] | Molybdenum | [22 empty] | #DIV/0! | 28 | 0.89853 | 1.2732 | 4.5951 | 1.2622e-29 | 0 | 99 | 99
[10 empty] | Nickel | [6 empty] | #NUM! | [15 empty] | #DIV/0! | 29 | 0.90186 | 1.2922 | 4.5951 | 1.2622e-29 | 0 | 99 | 99
[10 empty] | Selenium | [22 empty] | #DIV/0! | 30 | 0.90497 | 1.3104 | 4.5951 | 1.2622e-29 | 0 | 99 | 99
[10 empty] | Silver | [6 empty] | 1 |  |  |  | 1 |  |  |  | 1 |  |  |  | 1.651 |  |  |  | #DIV/0! | 31 | 0.90789 | 1.3278 | 4.5951 | 1.2622e-29 | 0 | 99 | 99
[10 empty] | Thallium | [23 empty] | 32 | 0.91063 | 1.3447 | 4.5951 | 1.2622e-29 | 0 | 99 | 99
[10 empty] | Tin | [6 empty] | 99 |  |  |  | 99 |  |  |  | 99 |  |  |  | 163 |  |  |  | #DIV/0! | 33 | 0.91322 | 1.3608 | 4.5951 | 1.2622e-29 | 0 | 99 | 99
[10 empty] | Titanium | [23 empty] | 34 | 0.91566 | 1.3765 | 4.5951 | 1.2622e-29 | 0 | 99 | 99
[10 empty] | Vanadium |  | Tan Boxes to the right contain the TSD Chapter 3 rp multipliers, z-values and maximum effluent concentration (MEC) calculation formulas. |  |  |  | 1.4213 | 1.421 |  |  | 1.4213 | 1.421 |  |  | 1.4213 | 1.421 |  |  | 1.4213 | 1.421 |  |  | 1.4213 | 1.421 | 35 | 0.91797 | 1.3915 | 4.5951 | 1.2622e-29 | 0 | 99 | 99
[10 empty] | Zinc | [23 empty] | 36 | 0.92015 | 1.4061 | 4.5951 | 1.2622e-29 | 0 | 99 | 99
[16 empty] | 99 |  |  |  | 99 |  |  |  | 99 |  |  |  | 99 |  |  |  | 99 |  | 37 | 0.92223 | 1.4202 | 4.5951 | 1.2622e-29 | 0 | 99 | 99
[10 empty] | Benzene | [23 empty] | 38 | 0.92419 | 1.4338 | 4.5951 | 1.2622e-29 | 0 | 99 | 99
[10 empty] | Ethyl Benzene | [5 empty] | 0 | #NUM! |  |  | 0 | #NUM! |  |  | 0 | #NUM! |  |  | 0.30748 | 0.3075 |  |  | #DIV/0! | #DIV/0! | 39 | 0.92606 | 1.4471 | 4.5951 | 1.2622e-29 | 0 | 99 | 99
[10 empty] | Toluene | [23 empty] | 40 | 0.92784 | 1.4599 | 4.5951 | 1.2622e-29 | 0 | 99 | 99
[10 empty] | Xylenes | [5 empty] | 0 | #NUM! |  |  | 0 | #NUM! |  |  | 0 | #NUM! |  |  | 0.55451 | 0.5545 |  |  | #DIV/0! | #DIV/0! | 41 | 0.92954 | 1.4724 | 4.5951 | 1.2622e-29 | 0 | 99 | 99
[10 empty] | Phenol | [23 empty] | 42 | 0.93116 | 1.4845 | 4.5951 | 1.2622e-29 | 0 | 99 | 99
[30 empty] | Logic Arguments for Final MEC and CV |  | 163 | 163 | 43 | 0.9327 | 1.4962 | 4.5951 | 1.2622e-29 | 0 | 99 | 99
[10 empty] | Sulfate | [23 empty] | 44 | 0.93418 | 1.5077 | 4.5951 | 1.2622e-29 | 0 | 99 | 99
[10 empty] | Nitrate | [21 empty] | 0.6 | 0.6 | 45 | 0.9356 | 1.5188 | 4.5951 | 1.2622e-29 | 0 | 99 | 99
[10 empty] | Nitrite | [23 empty] | 46 | 0.93695 | 1.5297 | 4.5951 | 1.2622e-29 | 0 | 99 | 99
[10 empty] | Chloride | [23 empty] | 47 | 0.93825 | 1.5402 | 4.5951 | 1.2622e-29 | 0 | 99 | 99
[10 empty] | Fluoride |  | Mass balance for Acute Aquatic life RWC & Correction for Significant figures |  |  |  | 163 | [13 empty] | Logic RPM |  | 1.651 |  | 48 | 0.9395 | 1.5506 | 4.5951 | 1.2622e-29 | 0 | 99 | 99
[17 empty] | 163 | [16 empty] | 49 | 0.94069 | 1.5606 | 4.5951 | 1.2622e-29 | 0 | 99 | 99
[10 empty] | Boron | [23 empty] | 50 | 0.94184 | 1.5705 | 4.5951 | 1.2622e-29 | 0 | 99 | 99
[10 empty] | Calcium | [23 empty] | 51 | 0.94295 | 1.58 | 4.5951 | 1.2622e-29 | 0 | 99 | 99
[10 empty] | Phosphorous |  | Mass balance for Chronic Aquatic life RWC & Correction for Significant figures |  |  |  | 163 | [17 empty] | 52 | 0.94402 | 1.5894 | 4.5951 | 1.2622e-29 | 0 | 99 | 99
[10 empty] | Sodium | [6 empty] | 163 | [16 empty] | 53 | 0.94504 | 1.5986 | 4.5951 | 1.2622e-29 | 0 | 99 | 99
[10 empty] | Total Kjeldahl Nitrogen | [23 empty] | 54 | 0.94603 | 1.6076 | 4.5951 | 1.2622e-29 | 0 | 99 | 99
[10 empty] | Total Residual Chlorine | [23 empty] | 55 | 0.94699 | 1.6163 | 4.5951 | 1.2622e-29 | 0 | 99 | 99
[12 empty] | Mass balance for Human Health RWC & Correction for Significant figures |  |  |  | 163 | [17 empty] | 56 | 0.94791 | 1.6249 | 4.5951 | 1.2622e-29 | 0 | 99 | 99
[17 empty] | 163 | [16 empty] | 57 | 0.9488 | 1.6333 | 4.5951 | 1.2622e-29 | 0 | 99 | 99
[34 empty] | 58 | 0.94966 | 1.6416 | NoValue | NoValue | NoValue | 0 | 0
[34 empty] | 59 | 0.95049 | 1.6496 | NoValue | NoValue | NoValue | 0 | 0
[34 empty] | 60 | 0.9513 | 1.6576 | NoValue | NoValue | NoValue | 0 | 0
[34 empty] | 61 | 0.95208 | 1.6653 | NoValue | NoValue | NoValue | 0 | 0
[34 empty] | 62 | 0.95283 | 1.6729 | NoValue | NoValue | NoValue | 0 | 0
[34 empty] | 63 | 0.95356 | 1.6804 | NoValue | NoValue | NoValue | 0 | 0
[34 empty] | 64 | 0.95427 | 1.6877 | NoValue | NoValue | NoValue | 0 | 0
[34 empty] | 65 | 0.95496 | 1.695 | NoValue | NoValue | NoValue | 0 | 0
[34 empty] | 66 | 0.95562 | 1.702 | NoValue | NoValue | NoValue | 0 | 0
[34 empty] | 67 | 0.95627 | 1.709 | NoValue | NoValue | NoValue | 0 | 0
[34 empty] | 68 | 0.9569 | 1.7158 | NoValue | NoValue | NoValue | 0 | 0
[34 empty] | 69 | 0.95751 | 1.7225 | NoValue | NoValue | NoValue | 0 | 0
[34 empty] | 70 | 0.95811 | 1.7291 | NoValue | NoValue | NoValue | 0 | 0
[34 empty] | 71 | 0.95868 | 1.7356 | NoValue | NoValue | NoValue | 0 | 0
[34 empty] | 72 | 0.95925 | 1.742 | NoValue | NoValue | NoValue | 0 | 0
[34 empty] | 73 | 0.95979 | 1.7483 | NoValue | NoValue | NoValue | 0 | 0
[34 empty] | 74 | 0.96033 | 1.7545 | NoValue | NoValue | NoValue | 0 | 0
[34 empty] | 75 | 0.96084 | 1.7606 | NoValue | NoValue | NoValue | 0 | 0
[34 empty] | 76 | 0.96135 | 1.7666 | NoValue | NoValue | NoValue | 0 | 0
[34 empty] | 77 | 0.96184 | 1.7725 | NoValue | NoValue | NoValue | 0 | 0
[34 empty] | 78 | 0.96232 | 1.7783 | NoValue | NoValue | NoValue | 0 | 0
[34 empty] | 79 | 0.96279 | 1.784 | NoValue | NoValue | NoValue | 0 | 0
[34 empty] | 80 | 0.96325 | 1.7897 | NoValue | NoValue | NoValue | 0 | 0
[34 empty] | 81 | 0.96369 | 1.7952 | NoValue | NoValue | NoValue | 0 | 0
[34 empty] | 82 | 0.96413 | 1.8007 | NoValue | NoValue | NoValue | 0 | 0
[34 empty] | 83 | 0.96455 | 1.8061 | NoValue | NoValue | NoValue | 0 | 0
[34 empty] | 84 | 0.96496 | 1.8115 | NoValue | NoValue | NoValue | 0 | 0
[34 empty] | 85 | 0.96537 | 1.8167 | NoValue | NoValue | NoValue | 0 | 0
[34 empty] | 86 | 0.96577 | 1.8219 | NoValue | NoValue | NoValue | 0 | 0
[34 empty] | 87 | 0.96615 | 1.827 | NoValue | NoValue | NoValue | 0 | 0
[34 empty] | 88 | 0.96653 | 1.8321 | NoValue | NoValue | NoValue | 0 | 0
[34 empty] | 89 | 0.9669 | 1.8371 | NoValue | NoValue | NoValue | 0 | 0
[34 empty] | 90 | 0.96726 | 1.842 | NoValue | NoValue | NoValue | 0 | 0
[34 empty] | 91 | 0.96762 | 1.8469 | NoValue | NoValue | NoValue | 0 | 0
[34 empty] | 92 | 0.96796 | 1.8517 | NoValue | NoValue | NoValue | 0 | 0
[34 empty] | 93 | 0.9683 | 1.8564 | NoValue | NoValue | NoValue | 0 | 0
[34 empty] | 94 | 0.96863 | 1.8611 | NoValue | NoValue | NoValue | 0 | 0
[34 empty] | 95 | 0.96896 | 1.8657 | NoValue | NoValue | NoValue | 0 | 0
[34 empty] | 96 | 0.96928 | 1.8703 | NoValue | NoValue | NoValue | 0 | 0
[34 empty] | 97 | 0.96959 | 1.8748 | NoValue | NoValue | NoValue | 0 | 0
[34 empty] | 98 | 0.96989 | 1.8792 | NoValue | NoValue | NoValue | 0 | 0
[34 empty] | 99 | 0.97019 | 1.8836 | NoValue | NoValue | NoValue | 0 | 0
[34 empty] | 100 | 0.97049 | 1.888 | NoValue | NoValue | NoValue | 0 | 0
[34 empty] | 101 | 0.97077 | 1.8923 | NoValue | NoValue | NoValue | 0 | 0
[34 empty] | 102 | 0.97106 | 1.8966 | NoValue | NoValue | NoValue | 0 | 0
[34 empty] | 103 | 0.97133 | 1.9008 | NoValue | NoValue | NoValue | 0 | 0
[34 empty] | 104 | 0.97161 | 1.9049 | NoValue | NoValue | NoValue | 0 | 0
[34 empty] | 105 | 0.97187 | 1.9091 | NoValue | NoValue | NoValue | 0 | 0
[34 empty] | 106 | 0.97213 | 1.9131 | NoValue | NoValue | NoValue | 0 | 0
[34 empty] | 107 | 0.97239 | 1.9172 | NoValue | NoValue | NoValue | 0 | 0
[34 empty] | 108 | 0.97264 | 1.9211 | NoValue | NoValue | NoValue | 0 | 0
[34 empty] | 109 | 0.97289 | 1.9251 | NoValue | NoValue | NoValue | 0 | 0
[34 empty] | 110 | 0.97313 | 1.929 | NoValue | NoValue | NoValue | 0 | 0
[34 empty] | 111 | 0.97337 | 1.9328 | NoValue | NoValue | NoValue | 0 | 0
[34 empty] | 112 | 0.97361 | 1.9367 | NoValue | NoValue | NoValue | 0 | 0
[34 empty] | 113 | 0.97384 | 1.9404 | NoValue | NoValue | NoValue | 0 | 0
[34 empty] | 114 | 0.97406 | 1.9442 | NoValue | NoValue | NoValue | 0 | 0
[34 empty] | 115 | 0.97429 | 1.9479 | NoValue | NoValue | NoValue | 0 | 0
[34 empty] | 116 | 0.97451 | 1.9516 | NoValue | NoValue | NoValue | 0 | 0
[34 empty] | 117 | 0.97472 | 1.9552 | NoValue | NoValue | NoValue | 0 | 0
[34 empty] | 118 | 0.97493 | 1.9588 | NoValue | NoValue | NoValue | 0 | 0
[34 empty] | 119 | 0.97514 | 1.9624 | NoValue | NoValue | NoValue | 0 | 0
[34 empty] | 120 | 0.97534 | 1.9659 | NoValue | NoValue | NoValue | 0 | 0
Z-Values
99% C.I.
[34 empty] | # samples | percentile | z-value
[34 empty] | 1 | 0.01 | -2.3263
[34 empty] | 2 | 0.1 | -1.2816
[34 empty] | 3 | 0.21544 | -0.78767
[34 empty] | 4 | 0.31623 | -0.47827
[34 empty] | 5 | 0.39811 | -0.25825
[34 empty] | 6 | 0.46416 | -0.089962
[34 empty] | 7 | 0.51795 | 0.045003
[34 empty] | 8 | 0.56234 | 0.15691
[34 empty] | 9 | 0.59948 | 0.25201
[34 empty] | 10 | 0.63096 | 0.33439
[34 empty] | 11 | 0.65793 | 0.40683
[34 empty] | 12 | 0.68129 | 0.47131
[34 empty] | 13 | 0.7017 | 0.52931
[34 empty] | 14 | 0.71969 | 0.58191
[34 empty] | 15 | 0.73564 | 0.62997
[34 empty] | 16 | 0.74989 | 0.67416
[34 empty] | 17 | 0.7627 | 0.71501
[34 empty] | 18 | 0.77426 | 0.75296
[34 empty] | 19 | 0.78476 | 0.78837
[34 empty] | 20 | 0.79433 | 0.82153
[34 empty] | 21 | 0.80309 | 0.85269
[34 empty] | 22 | 0.81113 | 0.88207
[34 empty] | 23 | 0.81855 | 0.90984
[34 empty] | 24 | 0.8254 | 0.93616
[34 empty] | 25 | 0.83176 | 0.96116
[34 empty] | 26 | 0.83768 | 0.98496
[34 empty] | 27 | 0.84319 | 1.0077
[34 empty] | 28 | 0.84834 | 1.0294
[34 empty] | 29 | 0.85317 | 1.0501
[34 empty] | 30 | 0.8577 | 1.07
[34 empty] | 31 | 0.86195 | 1.0891
[34 empty] | 32 | 0.86596 | 1.1075
[34 empty] | 33 | 0.86975 | 1.1252
[34 empty] | 34 | 0.87333 | 1.1423
[34 empty] | 35 | 0.87671 | 1.1587
[34 empty] | 36 | 0.87992 | 1.1746
[34 empty] | 37 | 0.88297 | 1.19
[34 empty] | 38 | 0.88587 | 1.2048
[34 empty] | 39 | 0.88862 | 1.2192
[34 empty] | 40 | 0.89125 | 1.2332
[34 empty] | 41 | 0.89376 | 1.2468
[34 empty] | 42 | 0.89615 | 1.2599
[34 empty] | 43 | 0.89844 | 1.2727
[34 empty] | 44 | 0.90063 | 1.2851
[34 empty] | 45 | 0.90273 | 1.2972
[34 empty] | 46 | 0.90474 | 1.309
[34 empty] | 47 | 0.90666 | 1.3205
[34 empty] | 48 | 0.90852 | 1.3317
[34 empty] | 49 | 0.9103 | 1.3426
[34 empty] | 50 | 0.91201 | 1.3532
[34 empty] | 51 | 0.91366 | 1.3636
[34 empty] | 52 | 0.91525 | 1.3738
[34 empty] | 53 | 0.91678 | 1.3837
[34 empty] | 54 | 0.91825 | 1.3934
[34 empty] | 55 | 0.91968 | 1.4029
[34 empty] | 56 | 0.92106 | 1.4122
[34 empty] | 57 | 0.92239 | 1.4213
[34 empty] | 58 | 0.92367 | 1.4302
[34 empty] | 59 | 0.92491 | 1.4389
[34 empty] | 60 | 0.92612 | 1.4475
[34 empty] | 61 | 0.92728 | 1.4559
[34 empty] | 62 | 0.92841 | 1.4641
[34 empty] | 63 | 0.92951 | 1.4721
[34 empty] | 64 | 0.93057 | 1.4801
[34 empty] | 65 | 0.9316 | 1.4878
[34 empty] | 66 | 0.9326 | 1.4955
[34 empty] | 67 | 0.93358 | 1.503
[34 empty] | 68 | 0.93452 | 1.5103
[34 empty] | 69 | 0.93544 | 1.5176
[34 empty] | 70 | 0.93633 | 1.5247
[34 empty] | 71 | 0.9372 | 1.5317
[34 empty] | 72 | 0.93804 | 1.5385
[34 empty] | 73 | 0.93886 | 1.5453
[34 empty] | 74 | 0.93966 | 1.552
[34 empty] | 75 | 0.94044 | 1.5585
[34 empty] | 76 | 0.9412 | 1.565
[34 empty] | 77 | 0.94195 | 1.5713
[34 empty] | 78 | 0.94267 | 1.5776
[34 empty] | 79 | 0.94337 | 1.5837
[34 empty] | 80 | 0.94406 | 1.5898
[34 empty] | 81 | 0.94473 | 1.5958
[34 empty] | 82 | 0.94539 | 1.6017
[34 empty] | 83 | 0.94603 | 1.6075
[34 empty] | 84 | 0.94665 | 1.6132
[34 empty] | 85 | 0.94726 | 1.6189
[34 empty] | 86 | 0.94786 | 1.6244
[34 empty] | 87 | 0.94844 | 1.6299
[34 empty] | 88 | 0.94901 | 1.6354
[34 empty] | 89 | 0.94957 | 1.6407
[34 empty] | 90 | 0.95012 | 1.646
[34 empty] | 91 | 0.95065 | 1.6512
[34 empty] | 92 | 0.95118 | 1.6564
[34 empty] | 93 | 0.95169 | 1.6614
[34 empty] | 94 | 0.95219 | 1.6665
[34 empty] | 95 | 0.95268 | 1.6714
[34 empty] | 96 | 0.95316 | 1.6763
[34 empty] | 97 | 0.95363 | 1.6812
[34 empty] | 98 | 0.9541 | 1.6859
[34 empty] | 99 | 0.95455 | 1.6907
[34 empty] | 100 | 0.95499 | 1.6953
[34 empty] | 101 | 0.95543 | 1.6999
[34 empty] | 102 | 0.95586 | 1.7045
[34 empty] | 103 | 0.95627 | 1.709
[34 empty] | 104 | 0.95669 | 1.7135
[34 empty] | 105 | 0.95709 | 1.7179
[34 empty] | 106 | 0.95749 | 1.7222
[34 empty] | 107 | 0.95787 | 1.7265
[34 empty] | 108 | 0.95826 | 1.7308
[34 empty] | 109 | 0.95863 | 1.735
[34 empty] | 110 | 0.959 | 1.7392
[34 empty] | 111 | 0.95936 | 1.7433
[34 empty] | 112 | 0.95972 | 1.7474
[34 empty] | 113 | 0.96007 | 1.7514
[34 empty] | 114 | 0.96041 | 1.7555
[34 empty] | 115 | 0.96075 | 1.7594
[34 empty] | 116 | 0.96108 | 1.7633
[34 empty] | 117 | 0.9614 | 1.7672
[34 empty] | 118 | 0.96172 | 1.7711
[34 empty] | 119 | 0.96204 | 1.7749
[34 empty] | 120 | 0.96235 | 1.7786
Note on C8: Use Goodness of Fit tests to determine type of data distribution. E.g. ProUCL. If unknown, enter Lognormal for data sets with no values below reporting limits and enter Delta-Lognormal for data sets with values reported as below reporting limit. For data sets with values below multiple reporting limits, enter Modified Delta-Lognormal and use Optional Procedure for Multi-reporting level.
Note on C12: Enter Reporting Limit in Cell G9. The number will display in Cell H9 with the correct number of significant figures as text. Reporting Limit= Method Detection Limit(MDL) Practical Quantitation Limit (PQL) Reporting Level (RL) Minimum Level (ML) Level Of Detection (LOD) etc.
Note on I12: Value of Reporting Limit with correct number of significant figures
Note on C14: Enter limiting number of Significant Figures into cell to the right. Significant Figures are: 1. When there are no zeros in the number, count all non-zero numbers as significant, e.g. 2.23 and 223=3 sig.figs. 2. When there are zeros: (a) count zeros between other numbers as significant, e.g. 203=3 sig. figs. (b) count zeros to the right of numbers past the decimal point as significant, e.g. 0.0230=3 sig.figs. (c) Don't count zeros to the left of other numbers past the decimal point, e.g. 0.0023 and .023=2 sig. figs. (d) Don't count zeros before the decimal point, e.g. 230 and 2300=2 sig. figs. (Unless those zeros are reported as significant e.g. between other numbers as in 1. above or when the zero is otherwise expressed as significant)
Note on G14: !!!Use a minimum value of 2 Significant Figures!!! A value of 1 may cause errors in final MEC and RWC outputs
Note on G18: Column will display data values in correct number of limiting significant figures identified above.
Note on D20: Jennifer Robinson: 99 was used due to this being the max value give in the permit application and 57 samples were analyzed
Note on T27: Enter acute value from WLA or end-of-pipe water quality standard. If no standard applies, leave blank
Note on T34: Enter Chronic value from WLA or end-of-pipe water quality standard. If no standard applies, leave blank
Note on T41: Enter Human Health criteria from WLA or end-of-pipe water quality standard. If no standard applies, leave blank

## Al 002
| Reasonable Potential Procedure |  |  |  |  | Facility Name: |  | ATK
Permit Number:
[6 empty] | Outfall Number: |  | 001
INSTRUCTIONS: For Effluent Data Sets with a Single Reporting Limit
1. Enter Parameter Name, Distribution Type and Units in Yellow Cells G6,G8 and G10.
|  | Parameter |  | = | Aluminum | [5 empty] | 2. Enter Reporting Limit for ND and Significant Figures in Yellow Cells G12 and G14. (The Reporting Limit will be displayed in the correct number of sgnificant figures in Cell I12.)
|  | Distribution |  | = | Default | [5 empty] | 3. Enter desired Confidence Interval in Cell G16 (95 or 99)
4. Enter Effluent Data Values in Yellow Cells in Column D to the Left. For Non-Detected Values, enter ND or nd in Cell. (The data will be displayed with the correct significant figures in column H.)
|  | Data Units |  | = | ug/L
5. Enter criterion in cells S38(ac), S55(ch), and S72(hh).
|  | Reporting Limit |  | = | 1 |  | 1.00 |  |  |  | 6.The displays in cells S40, S57 and S74 indicates RP.
|  | Significant Figures |  | = | 3 | [5 empty] | *Instructions For Multi-Reporting Limits: For data sets with non-detected values at multiple reporting limits, enter values >RL in Column D. Enter the reporting limit for each individual value <RL in Yellow Cells L20-L40, e.g. <5, <1; enter 5 in Cell L20, enter 1 in Cell L21.
|  | Confidence Interval |  | = | 99
|  |  | Effluent Data |  | Eff Data (w/correct sig figs) |  |  |  | Multi-Reporting Limits |  | Maximum Effluent Concentration Reported |  |  | = | 327 | ug/L
1 |  |  | 327 |  |  | 327 |  |  |  |  | Coefficient of Variation (CV) |  |  | = | 0.600
2 |  |  | 327 |  |  | 327
3 |  |  | 327 |  |  | 327 |  |  |  |  | RP Multiplier |  |  | = | 1.65
4 |  |  | 327 |  |  | 327
5 |  |  | 327 |  |  | 327 |  |  |  |  | Projected Maximum Effluent Concentration (MEC) |  |  | = | 540 | ug/L
6 |  |  | 327 |  |  | 327
7 |  |  | 327 |  |  | 327
8 |  |  | 327 |  |  | 327 |  |  |  |  | Acute WQBEL Concentration |  | = | 750 | ug/L
9 |  |  | 327 |  |  | 327
10 |  |  | 327 |  |  | 327
11 |  |  | 327 |  |  | 327 |  |  |  |  | Reasonable Potential for Acute Criterion? |  |  | = | NO
12 |  |  | 327 |  |  | 327
13 |  |  | 327 |  |  | 327
14 |  |  | 327 |  |  | 327
15 |  |  | 327 |  |  | 327 |  |  |  |  | Chronic WQBEL Concentration |  | = |  | ug/L
16 |  |  | 327 |  |  | 327
17 |  |  | 327 |  |  | 327
18 |  |  | 327 |  |  | 327 |  |  |  |  | Reasonable Potential for Chronic Criterion? |  |  | = | N/A
19 |  |  | 327 |  |  | 327
20 |  |  | 327 |  |  | 327
21 |  |  | 327 |  |  | 327
22 |  |  | 327 |  |  | 327 |  |  |  |  | Human Health WQBEL Concentration |  | = |  | ug/L
23 |  |  | 327 |  |  | 327
24 |  |  | 327 |  |  | 327
25 |  |  | 327 |  |  | 327 |  |  |  |  | Reasonable Potential for Human Health Criteria? |  |  | = | N/A
26 |  |  | 327 |  |  | 327 |  |  |  | 9.0909
27 |  |  | 327 |  |  | 327
28 |  |  | 327 |  |  | 327
29 |  |  | 327 |  |  | 327
30 |  |  | 327 |  |  | 327
31 |  |  | 327 |  |  | 327
32 |  |  | 327 |  |  | 327
33 |  |  | 327 |  |  | 327
34 |  |  | 327 |  |  | 327
35 |  |  | 327 |  |  | 327
36 |  |  | 327 |  |  | 327
37 |  |  | 327 |  |  | 327
38 |  |  | 327 |  |  | 327
39 |  |  | 327 |  |  | 327
40 |  |  | 327 |  |  | 327
41 |  |  | 327 |  |  | 327
42 |  |  | 327 |  |  | 327
43 |  |  | 327 |  |  | 327
44 |  |  | 327 |  |  | 327
45 |  |  | 327 |  |  | 327
46 |  |  | 327 |  |  | 327
47 |  |  | 327 |  |  | 327
48 |  |  | 327 |  |  | 327
49 |  |  | 327 |  |  | 327
50 |  |  | 327 |  |  | 327
51 |  |  | 327 |  |  | 327
52 |  |  | 327 |  |  | 327
53 |  |  | 327 |  |  | 327
54 |  |  | 327 |  |  | 327
55 |  |  | 327 |  |  | 327
56 |  |  | 327 |  |  | 327
57 |  |  | 327 |  |  | 327
58
59
60
61
62
63
64
65
66
67
68
69
70
71
72
73
74
75
76
77
78
79
80
81
82
83
84
85
86
87
88
89
90
91
92
93
94
95
96
97
98
99
100
101
102
103
104
105
106
107
108
109
110
111
112
113
114
115
116
117
118
119
120
[34 empty] | Z-Values |  |  | Natural Logs and Sum of Squares |  |  | Logic Columns |  | Modified Delta Log-Delta Portion
[10 empty] | BOD5 |  | mg/L |  |  |  | delta-lognormal |  |  | lognormal |  |  |  | normal |  |  |  | default |  |  |  | mod.delta-lognormal |  |  |  | 95% C.I. |  | nat log(data)
[10 empty] | TOC |  | ug/L |  |  |  | ND Values | [14 empty] | Multiple ND Values |  |  | # samples | percentile | z-value
[10 empty] | COD |  | mg/kg |  |  | Total Observations = |  | 57 | Total Observations= |  |  | 57 | Total Observations = |  |  | 57 | Total Observations= |  |  | 57 | Total Observations = |  |  | 57 | 1 | 0.05 | -1.6449 | 5.79 | 7.0997e-30 | 0 | 327 | 327 | 57 | 0 | 0
[10 empty] | Fecal coliform |  | ug/kg | [17 empty] | Non-Detects = |  |  | 0 | 2 | 0.22361 | -0.76007 | 5.79 | 7.0997e-30 | 0 | 327 | 327 |  | 0 | 0
[10 empty] | Toxicity(WET) |  | TU (tox units) |  |  | Non-Detects = |  | 0 | [16 empty] | 3 | 0.3684 | -0.33609 | 5.79 | 7.0997e-30 | 0 | 327 | 327 |  | 0 | 0
[10 empty] | Ammonia-N |  | NTU | [18 empty] | E(XD) |  | #DIV/0! | 4 | 0.47287 | -0.068055 | 5.79 | 7.0997e-30 | 0 | 327 | 327 |  | 0 | 0
[10 empty] | TDS |  | color units |  |  | Lognormal Mean = |  | 5.79 | [13 empty] | VAR(XD) |  | #DIV/0! | 5 | 0.54928 | 0.12384 | 5.79 | 7.0997e-30 | 0 | 327 | 327 |  | 0 | 0
[10 empty] | TAH |  | #/100 mL | [18 empty] | ∂ |  | 0 | 6 | 0.60696 | 0.27141 | 5.79 | 7.0997e-30 | 0 | 327 | 327 |  | 0 | 0
[10 empty] | TAqH |  |  |  |  | Lognormal Variance = |  | 7.2265e-30 | Lognormal Mean = |  |  | 5.79 | Normal Mean = |  |  | 327 | [8 empty] | 7 | 0.65184 | 0.39028 | 5.79 | 7.0997e-30 | 0 | 327 | 327 |  | 0 | 0
[10 empty] | Color | [20 empty] | µ |  | 5.79 | 8 | 0.68766 | 0.48922 | 5.79 | 7.0997e-30 | 0 | 327 | 327 |  | 0 | 0
[10 empty] | Turbidity |  |  |  |  | Delta-Log Daily Avg = |  | 327 | Lognormal Variance = |  |  | 7.2265e-30 | Normal Variance = |  |  | 0 | [5 empty] | σ2 |  | 7.2265e-30 | 9 | 0.71687 | 0.57357 | 5.79 | 7.0997e-30 | 0 | 327 | 327 |  | 0 | 0
[10 empty] | Aluminum | [20 empty] | E(Xc) |  | 327 | 10 | 0.74113 | 0.64685 | 5.79 | 7.0997e-30 | 0 | 327 | 327 |  | 0 | 0
[10 empty] | Antimony |  |  |  |  | Delta-Log Variance = |  | 0 | Lognormal Daily Avg = |  |  | 18.0831 | [9 empty] | VAR(Xc) |  | 0 | 11 | 0.7616 | 0.71145 | 5.79 | 7.0997e-30 | 0 | 327 | 327 |  | 0 | 0
[10 empty] | Arsenic |  | Lognormal | [21 empty] | 12 | 0.77908 | 0.76908 | 5.79 | 7.0997e-30 | 0 | 327 | 327 |  | 0 | 0
[10 empty] | Barium |  | Normal |  |  | Coefficient of Variation= |  | 0 | Coefficient of Variation= |  |  | 0 | Coefficient of Variation= |  |  | 0 | Coefficient of Variation= |  |  | 0.6 |  | E(U) |  | #DIV/0! | 13 | 0.79418 | 0.82102 | 5.79 | 7.0997e-30 | 0 | 327 | 327 |  | 0 | 0
[10 empty] | Beryllium |  | Delta-Lognormal | [18 empty] | VAR(U) |  | #DIV/0! | 14 | 0.80736 | 0.86822 | 5.79 | 7.0997e-30 | 0 | 327 | 327 |  | 0 | 0
[10 empty] | Cadmium |  | Modified Delta-Lognormal | [17 empty] | Coefficient of Variation= |  |  | #DIV/0! | 15 | 0.81896 | 0.91142 | 5.79 | 7.0997e-30 | 0 | 327 | 327 |  | 0 | 0
[10 empty] | Chromium (Total) |  | Default | [21 empty] | 16 | 0.82925 | 0.95121 | 5.79 | 7.0997e-30 | 0 | 327 | 327 |  | 0 | 0
[10 empty] | Chromium (3+) |  |  |  |  | RP Multiplier= |  | 1 | RP Multiplier= |  |  | 1 | RP Multiplier= |  |  | 1 | RP Multiplier= |  |  | 1.6515 | RP Multiplier= |  |  | #DIV/0! | 17 | 0.83843 | 0.98804 | 5.79 | 7.0997e-30 | 0 | 327 | 327 |  | 0 | 0
[10 empty] | Chromium (6+) |  | 95 | [21 empty] | 18 | 0.84668 | 1.0223 | 5.79 | 7.0997e-30 | 0 | 327 | 327 |  | 0 | 0
[10 empty] | Cobalt |  | 99 |  |  | Maximum Eff. Conc. |  | 327 | Maximum Eff. Conc. |  |  | 327 | Maximum Eff Con = |  |  | 327 | Maximum Eff. Conc. |  |  | 540.0321 | Maximum Eff. Conc. |  |  | #DIV/0! | 19 | 0.85413 | 1.0543 | 5.79 | 7.0997e-30 | 0 | 327 | 327 |  | 0 | 0
[10 empty] | Copper | [23 empty] | 20 | 0.86089 | 1.0843 | 5.79 | 7.0997e-30 | 0 | 327 | 327 |  | 0 | 0
[10 empty] | Cyanide (Total) |  | gpd |  |  |  |  | 5.79 |  |  |  | 5.79 |  |  |  | 327 | [7 empty] | #DIV/0! | 21 | 0.86705 | 1.1126 | 5.79 | 7.0997e-30 | 0 | 327 | 327
[10 empty] | Cyanide (WAD) |  | gpm | [20 empty] | #DIV/0! | 22 | 0.87269 | 1.1392 | 5.79 | 7.0997e-30 | 0 | 327 | 327
[10 empty] | Iron |  | MGD |  |  |  | Significant Figures | 7.227e-30 |  |  | Significant Figures | 7.227e-30 |  |  | Significant Figures | #NUM! |  |  | Significant Figures |  |  |  | Significant Figures | #NUM! | 23 | 0.87788 | 1.1644 | 5.79 | 7.0997e-30 | 0 | 327 | 327
[10 empty] | Lead |  | cfs |  |  |  | for Statistical |  |  |  | for Statistical |  |  |  | for Statistical |  |  |  | for Statistical |  |  |  | for Statistical | 5.79 | 24 | 0.88265 | 1.1884 | 5.79 | 7.0997e-30 | 0 | 327 | 327
[10 empty] | Magnesium | [5 empty] | Calculations | 327 |  |  | Calculations | 18.08 |  |  | Calculations |  |  |  | Calculations |  |  |  | Calculations | 7.227e-30 | 25 | 0.88707 | 1.2111 | 5.79 | 7.0997e-30 | 0 | 327 | 327
[10 empty] | Manganese |  | 0 | [20 empty] | 327 | 26 | 0.89117 | 1.2328 | 5.79 | 7.0997e-30 | 0 | 327 | 327
[10 empty] | Mercury | [6 empty] | #NUM! |  |  |  | #NUM! |  |  |  | #NUM! | [7 empty] | #NUM! | 27 | 0.89498 | 1.2535 | 5.79 | 7.0997e-30 | 0 | 327 | 327
[10 empty] | Molybdenum | [22 empty] | #DIV/0! | 28 | 0.89853 | 1.2732 | 5.79 | 7.0997e-30 | 0 | 327 | 327
[10 empty] | Nickel | [6 empty] | #NUM! | [15 empty] | #DIV/0! | 29 | 0.90186 | 1.2922 | 5.79 | 7.0997e-30 | 0 | 327 | 327
[10 empty] | Selenium | [22 empty] | #DIV/0! | 30 | 0.90497 | 1.3104 | 5.79 | 7.0997e-30 | 0 | 327 | 327
[10 empty] | Silver | [6 empty] | 1 |  |  |  | 1 |  |  |  | 1 |  |  |  | 1.651 |  |  |  | #DIV/0! | 31 | 0.90789 | 1.3278 | 5.79 | 7.0997e-30 | 0 | 327 | 327
[10 empty] | Thallium | [23 empty] | 32 | 0.91063 | 1.3447 | 5.79 | 7.0997e-30 | 0 | 327 | 327
[10 empty] | Tin | [6 empty] | 327 |  |  |  | 327 |  |  |  | 327 |  |  |  | 540 |  |  |  | #DIV/0! | 33 | 0.91322 | 1.3608 | 5.79 | 7.0997e-30 | 0 | 327 | 327
[10 empty] | Titanium | [23 empty] | 34 | 0.91566 | 1.3765 | 5.79 | 7.0997e-30 | 0 | 327 | 327
[10 empty] | Vanadium |  | Tan Boxes to the right contain the TSD Chapter 3 rp multipliers, z-values and maximum effluent concentration (MEC) calculation formulas. |  |  |  | 1.4213 | 1.421 |  |  | 1.4213 | 1.421 |  |  | 1.4213 | 1.421 |  |  | 1.4213 | 1.421 |  |  | 1.4213 | 1.421 | 35 | 0.91797 | 1.3915 | 5.79 | 7.0997e-30 | 0 | 327 | 327
[10 empty] | Zinc | [23 empty] | 36 | 0.92015 | 1.4061 | 5.79 | 7.0997e-30 | 0 | 327 | 327
[16 empty] | 327 |  |  |  | 327 |  |  |  | 327 |  |  |  | 327 |  |  |  | 327 |  | 37 | 0.92223 | 1.4202 | 5.79 | 7.0997e-30 | 0 | 327 | 327
[10 empty] | Benzene | [23 empty] | 38 | 0.92419 | 1.4338 | 5.79 | 7.0997e-30 | 0 | 327 | 327
[10 empty] | Ethyl Benzene | [5 empty] | 0 | #NUM! |  |  | 0 | #NUM! |  |  | 0 | #NUM! |  |  | 0.30748 | 0.3075 |  |  | #DIV/0! | #DIV/0! | 39 | 0.92606 | 1.4471 | 5.79 | 7.0997e-30 | 0 | 327 | 327
[10 empty] | Toluene | [23 empty] | 40 | 0.92784 | 1.4599 | 5.79 | 7.0997e-30 | 0 | 327 | 327
[10 empty] | Xylenes | [5 empty] | 0 | #NUM! |  |  | 0 | #NUM! |  |  | 0 | #NUM! |  |  | 0.55451 | 0.5545 |  |  | #DIV/0! | #DIV/0! | 41 | 0.92954 | 1.4724 | 5.79 | 7.0997e-30 | 0 | 327 | 327
[10 empty] | Phenol | [23 empty] | 42 | 0.93116 | 1.4845 | 5.79 | 7.0997e-30 | 0 | 327 | 327
[30 empty] | Logic Arguments for Final MEC and CV |  | 540 | 540 | 43 | 0.9327 | 1.4962 | 5.79 | 7.0997e-30 | 0 | 327 | 327
[10 empty] | Sulfate | [23 empty] | 44 | 0.93418 | 1.5077 | 5.79 | 7.0997e-30 | 0 | 327 | 327
[10 empty] | Nitrate | [21 empty] | 0.6 | 0.6 | 45 | 0.9356 | 1.5188 | 5.79 | 7.0997e-30 | 0 | 327 | 327
[10 empty] | Nitrite | [23 empty] | 46 | 0.93695 | 1.5297 | 5.79 | 7.0997e-30 | 0 | 327 | 327
[10 empty] | Chloride | [23 empty] | 47 | 0.93825 | 1.5402 | 5.79 | 7.0997e-30 | 0 | 327 | 327
[10 empty] | Fluoride |  | Mass balance for Acute Aquatic life RWC & Correction for Significant figures |  |  |  | 540 | [13 empty] | Logic RPM |  | 1.651 |  | 48 | 0.9395 | 1.5506 | 5.79 | 7.0997e-30 | 0 | 327 | 327
[17 empty] | 540 | [16 empty] | 49 | 0.94069 | 1.5606 | 5.79 | 7.0997e-30 | 0 | 327 | 327
[10 empty] | Boron | [23 empty] | 50 | 0.94184 | 1.5705 | 5.79 | 7.0997e-30 | 0 | 327 | 327
[10 empty] | Calcium | [23 empty] | 51 | 0.94295 | 1.58 | 5.79 | 7.0997e-30 | 0 | 327 | 327
[10 empty] | Phosphorous |  | Mass balance for Chronic Aquatic life RWC & Correction for Significant figures |  |  |  | 540 | [17 empty] | 52 | 0.94402 | 1.5894 | 5.79 | 7.0997e-30 | 0 | 327 | 327
[10 empty] | Sodium | [6 empty] | 540 | [16 empty] | 53 | 0.94504 | 1.5986 | 5.79 | 7.0997e-30 | 0 | 327 | 327
[10 empty] | Total Kjeldahl Nitrogen | [23 empty] | 54 | 0.94603 | 1.6076 | 5.79 | 7.0997e-30 | 0 | 327 | 327
[10 empty] | Total Residual Chlorine | [23 empty] | 55 | 0.94699 | 1.6163 | 5.79 | 7.0997e-30 | 0 | 327 | 327
[12 empty] | Mass balance for Human Health RWC & Correction for Significant figures |  |  |  | 540 | [17 empty] | 56 | 0.94791 | 1.6249 | 5.79 | 7.0997e-30 | 0 | 327 | 327
[17 empty] | 540 | [16 empty] | 57 | 0.9488 | 1.6333 | 5.79 | 7.0997e-30 | 0 | 327 | 327
[34 empty] | 58 | 0.94966 | 1.6416 | NoValue | NoValue | NoValue | 0 | 0
[34 empty] | 59 | 0.95049 | 1.6496 | NoValue | NoValue | NoValue | 0 | 0
[34 empty] | 60 | 0.9513 | 1.6576 | NoValue | NoValue | NoValue | 0 | 0
[34 empty] | 61 | 0.95208 | 1.6653 | NoValue | NoValue | NoValue | 0 | 0
[34 empty] | 62 | 0.95283 | 1.6729 | NoValue | NoValue | NoValue | 0 | 0
[34 empty] | 63 | 0.95356 | 1.6804 | NoValue | NoValue | NoValue | 0 | 0
[34 empty] | 64 | 0.95427 | 1.6877 | NoValue | NoValue | NoValue | 0 | 0
[34 empty] | 65 | 0.95496 | 1.695 | NoValue | NoValue | NoValue | 0 | 0
[34 empty] | 66 | 0.95562 | 1.702 | NoValue | NoValue | NoValue | 0 | 0
[34 empty] | 67 | 0.95627 | 1.709 | NoValue | NoValue | NoValue | 0 | 0
[34 empty] | 68 | 0.9569 | 1.7158 | NoValue | NoValue | NoValue | 0 | 0
[34 empty] | 69 | 0.95751 | 1.7225 | NoValue | NoValue | NoValue | 0 | 0
[34 empty] | 70 | 0.95811 | 1.7291 | NoValue | NoValue | NoValue | 0 | 0
[34 empty] | 71 | 0.95868 | 1.7356 | NoValue | NoValue | NoValue | 0 | 0
[34 empty] | 72 | 0.95925 | 1.742 | NoValue | NoValue | NoValue | 0 | 0
[34 empty] | 73 | 0.95979 | 1.7483 | NoValue | NoValue | NoValue | 0 | 0
[34 empty] | 74 | 0.96033 | 1.7545 | NoValue | NoValue | NoValue | 0 | 0
[34 empty] | 75 | 0.96084 | 1.7606 | NoValue | NoValue | NoValue | 0 | 0
[34 empty] | 76 | 0.96135 | 1.7666 | NoValue | NoValue | NoValue | 0 | 0
[34 empty] | 77 | 0.96184 | 1.7725 | NoValue | NoValue | NoValue | 0 | 0
[34 empty] | 78 | 0.96232 | 1.7783 | NoValue | NoValue | NoValue | 0 | 0
[34 empty] | 79 | 0.96279 | 1.784 | NoValue | NoValue | NoValue | 0 | 0
[34 empty] | 80 | 0.96325 | 1.7897 | NoValue | NoValue | NoValue | 0 | 0
[34 empty] | 81 | 0.96369 | 1.7952 | NoValue | NoValue | NoValue | 0 | 0
[34 empty] | 82 | 0.96413 | 1.8007 | NoValue | NoValue | NoValue | 0 | 0
[34 empty] | 83 | 0.96455 | 1.8061 | NoValue | NoValue | NoValue | 0 | 0
[34 empty] | 84 | 0.96496 | 1.8115 | NoValue | NoValue | NoValue | 0 | 0
[34 empty] | 85 | 0.96537 | 1.8167 | NoValue | NoValue | NoValue | 0 | 0
[34 empty] | 86 | 0.96577 | 1.8219 | NoValue | NoValue | NoValue | 0 | 0
[34 empty] | 87 | 0.96615 | 1.827 | NoValue | NoValue | NoValue | 0 | 0
[34 empty] | 88 | 0.96653 | 1.8321 | NoValue | NoValue | NoValue | 0 | 0
[34 empty] | 89 | 0.9669 | 1.8371 | NoValue | NoValue | NoValue | 0 | 0
[34 empty] | 90 | 0.96726 | 1.842 | NoValue | NoValue | NoValue | 0 | 0
[34 empty] | 91 | 0.96762 | 1.8469 | NoValue | NoValue | NoValue | 0 | 0
[34 empty] | 92 | 0.96796 | 1.8517 | NoValue | NoValue | NoValue | 0 | 0
[34 empty] | 93 | 0.9683 | 1.8564 | NoValue | NoValue | NoValue | 0 | 0
[34 empty] | 94 | 0.96863 | 1.8611 | NoValue | NoValue | NoValue | 0 | 0
[34 empty] | 95 | 0.96896 | 1.8657 | NoValue | NoValue | NoValue | 0 | 0
[34 empty] | 96 | 0.96928 | 1.8703 | NoValue | NoValue | NoValue | 0 | 0
[34 empty] | 97 | 0.96959 | 1.8748 | NoValue | NoValue | NoValue | 0 | 0
[34 empty] | 98 | 0.96989 | 1.8792 | NoValue | NoValue | NoValue | 0 | 0
[34 empty] | 99 | 0.97019 | 1.8836 | NoValue | NoValue | NoValue | 0 | 0
[34 empty] | 100 | 0.97049 | 1.888 | NoValue | NoValue | NoValue | 0 | 0
[34 empty] | 101 | 0.97077 | 1.8923 | NoValue | NoValue | NoValue | 0 | 0
[34 empty] | 102 | 0.97106 | 1.8966 | NoValue | NoValue | NoValue | 0 | 0
[34 empty] | 103 | 0.97133 | 1.9008 | NoValue | NoValue | NoValue | 0 | 0
[34 empty] | 104 | 0.97161 | 1.9049 | NoValue | NoValue | NoValue | 0 | 0
[34 empty] | 105 | 0.97187 | 1.9091 | NoValue | NoValue | NoValue | 0 | 0
[34 empty] | 106 | 0.97213 | 1.9131 | NoValue | NoValue | NoValue | 0 | 0
[34 empty] | 107 | 0.97239 | 1.9172 | NoValue | NoValue | NoValue | 0 | 0
[34 empty] | 108 | 0.97264 | 1.9211 | NoValue | NoValue | NoValue | 0 | 0
[34 empty] | 109 | 0.97289 | 1.9251 | NoValue | NoValue | NoValue | 0 | 0
[34 empty] | 110 | 0.97313 | 1.929 | NoValue | NoValue | NoValue | 0 | 0
[34 empty] | 111 | 0.97337 | 1.9328 | NoValue | NoValue | NoValue | 0 | 0
[34 empty] | 112 | 0.97361 | 1.9367 | NoValue | NoValue | NoValue | 0 | 0
[34 empty] | 113 | 0.97384 | 1.9404 | NoValue | NoValue | NoValue | 0 | 0
[34 empty] | 114 | 0.97406 | 1.9442 | NoValue | NoValue | NoValue | 0 | 0
[34 empty] | 115 | 0.97429 | 1.9479 | NoValue | NoValue | NoValue | 0 | 0
[34 empty] | 116 | 0.97451 | 1.9516 | NoValue | NoValue | NoValue | 0 | 0
[34 empty] | 117 | 0.97472 | 1.9552 | NoValue | NoValue | NoValue | 0 | 0
[34 empty] | 118 | 0.97493 | 1.9588 | NoValue | NoValue | NoValue | 0 | 0
[34 empty] | 119 | 0.97514 | 1.9624 | NoValue | NoValue | NoValue | 0 | 0
[34 empty] | 120 | 0.97534 | 1.9659 | NoValue | NoValue | NoValue | 0 | 0
Z-Values
99% C.I.
[34 empty] | # samples | percentile | z-value
[34 empty] | 1 | 0.01 | -2.3263
[34 empty] | 2 | 0.1 | -1.2816
[34 empty] | 3 | 0.21544 | -0.78767
[34 empty] | 4 | 0.31623 | -0.47827
[34 empty] | 5 | 0.39811 | -0.25825
[34 empty] | 6 | 0.46416 | -0.089962
[34 empty] | 7 | 0.51795 | 0.045003
[34 empty] | 8 | 0.56234 | 0.15691
[34 empty] | 9 | 0.59948 | 0.25201
[34 empty] | 10 | 0.63096 | 0.33439
[34 empty] | 11 | 0.65793 | 0.40683
[34 empty] | 12 | 0.68129 | 0.47131
[34 empty] | 13 | 0.7017 | 0.52931
[34 empty] | 14 | 0.71969 | 0.58191
[34 empty] | 15 | 0.73564 | 0.62997
[34 empty] | 16 | 0.74989 | 0.67416
[34 empty] | 17 | 0.7627 | 0.71501
[34 empty] | 18 | 0.77426 | 0.75296
[34 empty] | 19 | 0.78476 | 0.78837
[34 empty] | 20 | 0.79433 | 0.82153
[34 empty] | 21 | 0.80309 | 0.85269
[34 empty] | 22 | 0.81113 | 0.88207
[34 empty] | 23 | 0.81855 | 0.90984
[34 empty] | 24 | 0.8254 | 0.93616
[34 empty] | 25 | 0.83176 | 0.96116
[34 empty] | 26 | 0.83768 | 0.98496
[34 empty] | 27 | 0.84319 | 1.0077
[34 empty] | 28 | 0.84834 | 1.0294
[34 empty] | 29 | 0.85317 | 1.0501
[34 empty] | 30 | 0.8577 | 1.07
[34 empty] | 31 | 0.86195 | 1.0891
[34 empty] | 32 | 0.86596 | 1.1075
[34 empty] | 33 | 0.86975 | 1.1252
[34 empty] | 34 | 0.87333 | 1.1423
[34 empty] | 35 | 0.87671 | 1.1587
[34 empty] | 36 | 0.87992 | 1.1746
[34 empty] | 37 | 0.88297 | 1.19
[34 empty] | 38 | 0.88587 | 1.2048
[34 empty] | 39 | 0.88862 | 1.2192
[34 empty] | 40 | 0.89125 | 1.2332
[34 empty] | 41 | 0.89376 | 1.2468
[34 empty] | 42 | 0.89615 | 1.2599
[34 empty] | 43 | 0.89844 | 1.2727
[34 empty] | 44 | 0.90063 | 1.2851
[34 empty] | 45 | 0.90273 | 1.2972
[34 empty] | 46 | 0.90474 | 1.309
[34 empty] | 47 | 0.90666 | 1.3205
[34 empty] | 48 | 0.90852 | 1.3317
[34 empty] | 49 | 0.9103 | 1.3426
[34 empty] | 50 | 0.91201 | 1.3532
[34 empty] | 51 | 0.91366 | 1.3636
[34 empty] | 52 | 0.91525 | 1.3738
[34 empty] | 53 | 0.91678 | 1.3837
[34 empty] | 54 | 0.91825 | 1.3934
[34 empty] | 55 | 0.91968 | 1.4029
[34 empty] | 56 | 0.92106 | 1.4122
[34 empty] | 57 | 0.92239 | 1.4213
[34 empty] | 58 | 0.92367 | 1.4302
[34 empty] | 59 | 0.92491 | 1.4389
[34 empty] | 60 | 0.92612 | 1.4475
[34 empty] | 61 | 0.92728 | 1.4559
[34 empty] | 62 | 0.92841 | 1.4641
[34 empty] | 63 | 0.92951 | 1.4721
[34 empty] | 64 | 0.93057 | 1.4801
[34 empty] | 65 | 0.9316 | 1.4878
[34 empty] | 66 | 0.9326 | 1.4955
[34 empty] | 67 | 0.93358 | 1.503
[34 empty] | 68 | 0.93452 | 1.5103
[34 empty] | 69 | 0.93544 | 1.5176
[34 empty] | 70 | 0.93633 | 1.5247
[34 empty] | 71 | 0.9372 | 1.5317
[34 empty] | 72 | 0.93804 | 1.5385
[34 empty] | 73 | 0.93886 | 1.5453
[34 empty] | 74 | 0.93966 | 1.552
[34 empty] | 75 | 0.94044 | 1.5585
[34 empty] | 76 | 0.9412 | 1.565
[34 empty] | 77 | 0.94195 | 1.5713
[34 empty] | 78 | 0.94267 | 1.5776
[34 empty] | 79 | 0.94337 | 1.5837
[34 empty] | 80 | 0.94406 | 1.5898
[34 empty] | 81 | 0.94473 | 1.5958
[34 empty] | 82 | 0.94539 | 1.6017
[34 empty] | 83 | 0.94603 | 1.6075
[34 empty] | 84 | 0.94665 | 1.6132
[34 empty] | 85 | 0.94726 | 1.6189
[34 empty] | 86 | 0.94786 | 1.6244
[34 empty] | 87 | 0.94844 | 1.6299
[34 empty] | 88 | 0.94901 | 1.6354
[34 empty] | 89 | 0.94957 | 1.6407
[34 empty] | 90 | 0.95012 | 1.646
[34 empty] | 91 | 0.95065 | 1.6512
[34 empty] | 92 | 0.95118 | 1.6564
[34 empty] | 93 | 0.95169 | 1.6614
[34 empty] | 94 | 0.95219 | 1.6665
[34 empty] | 95 | 0.95268 | 1.6714
[34 empty] | 96 | 0.95316 | 1.6763
[34 empty] | 97 | 0.95363 | 1.6812
[34 empty] | 98 | 0.9541 | 1.6859
[34 empty] | 99 | 0.95455 | 1.6907
[34 empty] | 100 | 0.95499 | 1.6953
[34 empty] | 101 | 0.95543 | 1.6999
[34 empty] | 102 | 0.95586 | 1.7045
[34 empty] | 103 | 0.95627 | 1.709
[34 empty] | 104 | 0.95669 | 1.7135
[34 empty] | 105 | 0.95709 | 1.7179
[34 empty] | 106 | 0.95749 | 1.7222
[34 empty] | 107 | 0.95787 | 1.7265
[34 empty] | 108 | 0.95826 | 1.7308
[34 empty] | 109 | 0.95863 | 1.735
[34 empty] | 110 | 0.959 | 1.7392
[34 empty] | 111 | 0.95936 | 1.7433
[34 empty] | 112 | 0.95972 | 1.7474
[34 empty] | 113 | 0.96007 | 1.7514
[34 empty] | 114 | 0.96041 | 1.7555
[34 empty] | 115 | 0.96075 | 1.7594
[34 empty] | 116 | 0.96108 | 1.7633
[34 empty] | 117 | 0.9614 | 1.7672
[34 empty] | 118 | 0.96172 | 1.7711
[34 empty] | 119 | 0.96204 | 1.7749
[34 empty] | 120 | 0.96235 | 1.7786
Note on C8: Use Goodness of Fit tests to determine type of data distribution. E.g. ProUCL. If unknown, enter Lognormal for data sets with no values below reporting limits and enter Delta-Lognormal for data sets with values reported as below reporting limit. For data sets with values below multiple reporting limits, enter Modified Delta-Lognormal and use Optional Procedure for Multi-reporting level.
Note on C12: Enter Reporting Limit in Cell G9. The number will display in Cell H9 with the correct number of significant figures as text. Reporting Limit= Method Detection Limit(MDL) Practical Quantitation Limit (PQL) Reporting Level (RL) Minimum Level (ML) Level Of Detection (LOD) etc.
Note on I12: Value of Reporting Limit with correct number of significant figures
Note on C14: Enter limiting number of Significant Figures into cell to the right. Significant Figures are: 1. When there are no zeros in the number, count all non-zero numbers as significant, e.g. 2.23 and 223=3 sig.figs. 2. When there are zeros: (a) count zeros between other numbers as significant, e.g. 203=3 sig. figs. (b) count zeros to the right of numbers past the decimal point as significant, e.g. 0.0230=3 sig.figs. (c) Don't count zeros to the left of other numbers past the decimal point, e.g. 0.0023 and .023=2 sig. figs. (d) Don't count zeros before the decimal point, e.g. 230 and 2300=2 sig. figs. (Unless those zeros are reported as significant e.g. between other numbers as in 1. above or when the zero is otherwise expressed as significant)
Note on G14: !!!Use a minimum value of 2 Significant Figures!!! A value of 1 may cause errors in final MEC and RWC outputs
Note on G18: Column will display data values in correct number of limiting significant figures identified above.
Note on D20: Jennifer Robinson: 327 was used due to this being the max value give in the permit application and 57 samples were analyzed
Note on T27: Enter acute value from WLA or end-of-pipe water quality standard. If no standard applies, leave blank
Note on T34: Enter Chronic value from WLA or end-of-pipe water quality standard. If no standard applies, leave blank
Note on T41: Enter Human Health criteria from WLA or end-of-pipe water quality standard. If no standard applies, leave blank

## Cu 001
Se | Reasonable Potential Procedure |  |  |  |  | Facility Name: |  | ATK
Permit Number:
[6 empty] | Outfall Number: |  | 001
INSTRUCTIONS: For Effluent Data Sets with a Single Reporting Limit
1. Enter Parameter Name, Distribution Type and Units in Yellow Cells G6,G8 and G10.
|  | Parameter |  | = | Copper | [5 empty] | 2. Enter Reporting Limit for ND and Significant Figures in Yellow Cells G12 and G14. (The Reporting Limit will be displayed in the correct number of sgnificant figures in Cell I12.)
|  | Distribution |  | = | Default | [5 empty] | 3. Enter desired Confidence Interval in Cell G16 (95 or 99)
4. Enter Effluent Data Values in Yellow Cells in Column D to the Left. For Non-Detected Values, enter ND or nd in Cell. (The data will be displayed with the correct significant figures in column H.)
|  | Data Units |  | = | ug/L
5. Enter criterion in cells S38(ac), S55(ch), and S72(hh).
|  | Reporting Limit |  | = | 0.001 |  | 0.00100 |  |  |  | 6.The displays in cells S40, S57 and S74 indicates RP.
|  | Significant Figures |  | = | 3 | [5 empty] | *Instructions For Multi-Reporting Limits: For data sets with non-detected values at multiple reporting limits, enter values >RL in Column D. Enter the reporting limit for each individual value <RL in Yellow Cells L20-L40, e.g. <5, <1; enter 5 in Cell L20, enter 1 in Cell L21.
|  | Confidence Interval |  | = | 99
|  |  | Effluent Data |  | Eff Data (w/correct sig figs) |  |  |  | Multi-Reporting Limits |  | Maximum Effluent Concentration Reported |  |  | = | 82 | ug/L
1 |  |  | 82 |  |  | 82.0 |  |  |  |  | Coefficient of Variation (CV) |  |  | = | 0.600
2 |  |  | 82 |  |  | 82.0
3 |  |  | 82 |  |  | 82.0 |  |  |  |  | RP Multiplier |  |  | = | 5.62
4
5 | [10 empty] | Projected Maximum Effluent Concentration (MEC) |  |  | = | 461 | ug/L
6
7
8 | [10 empty] | Acute WQBEL Concentration |  | = | 111 | ug/L
9
10
11 | [10 empty] | Reasonable Potential for Acute Criterion? |  |  | = | YES
12
13
14
15 | [10 empty] | Chronic WQBEL Concentration |  | = | 125 | ug/L
16
17
18 | [10 empty] | Reasonable Potential for Chronic Criterion? |  |  | = | YES
19
20
21
22 | [10 empty] | Human Health WQBEL Concentration |  | = |  | ug/L
23
24
25 | [10 empty] | Reasonable Potential for Human Health Criteria? |  |  | = | N/A
26 | [9 empty] | 9.0909
27
28
29
30
31
32
33
34
35
36
37
38
39
40
41
42
43
44
45
46
47
48
49
50
51
52
53
54
55
56
57
58
59
60
61
62
63
64
65
66
67
68
69
70
71
72
73
74
75
76
77
78
79
80
81
82
83
84
85
86
87
88
89
90
91
92
93
94
95
96
97
98
99
100
101
102
103
104
105
106
107
108
109
110
111
112
113
114
115
116
117
118
119
120
[34 empty] | Z-Values |  |  | Natural Logs and Sum of Squares |  |  | Logic Columns |  | Modified Delta Log-Delta Portion
[10 empty] | BOD5 |  | mg/L |  |  |  | delta-lognormal |  |  | lognormal |  |  |  | normal |  |  |  | default |  |  |  | mod.delta-lognormal |  |  |  | 95% C.I. |  | nat log(data)
[10 empty] | TOC |  | ug/L |  |  |  | ND Values | [14 empty] | Multiple ND Values |  |  | # samples | percentile | z-value
[10 empty] | COD |  | mg/kg |  |  | Total Observations = |  | 3 | Total Observations= |  |  | 3 | Total Observations = |  |  | 3 | Total Observations= |  |  | 3 | Total Observations = |  |  | 3 | 1 | 0.05 | -1.6449 | 4.4067 | 0 | 0 | 82 | 82 | 3 | 0 | 0
[10 empty] | Fecal coliform |  | ug/kg | [17 empty] | Non-Detects = |  |  | 0 | 2 | 0.22361 | -0.76007 | 4.4067 | 0 | 0 | 82 | 82 |  | 0 | 0
[10 empty] | Toxicity(WET) |  | TU (tox units) |  |  | Non-Detects = |  | 0 | [16 empty] | 3 | 0.3684 | -0.33609 | 4.4067 | 0 | 0 | 82 | 82 |  | 0 | 0
[10 empty] | Ammonia-N |  | NTU | [18 empty] | E(XD) |  | #DIV/0! | 4 | 0.47287 | -0.068055 | NoValue | NoValue | NoValue | 0 | 0 |  | 0 | 0
[10 empty] | TDS |  | color units |  |  | Lognormal Mean = |  | 4.4067 | [13 empty] | VAR(XD) |  | #DIV/0! | 5 | 0.54928 | 0.12384 | NoValue | NoValue | NoValue | 0 | 0 |  | 0 | 0
[10 empty] | TAH |  | #/100 mL | [18 empty] | ∂ |  | 0 | 6 | 0.60696 | 0.27141 | NoValue | NoValue | NoValue | 0 | 0 |  | 0 | 0
[10 empty] | TAqH |  |  |  |  | Lognormal Variance = |  | 0 | Lognormal Mean = |  |  | 4.4067 | Normal Mean = |  |  | 82 | [8 empty] | 7 | 0.65184 | 0.39028 | NoValue | NoValue | NoValue | 0 | 0 |  | 0 | 0
[10 empty] | Color | [20 empty] | µ |  | 4.4067 | 8 | 0.68766 | 0.48922 | NoValue | NoValue | NoValue | 0 | 0 |  | 0 | 0
[10 empty] | Turbidity |  |  |  |  | Delta-Log Daily Avg = |  | 82 | Lognormal Variance = |  |  | 0 | Normal Variance = |  |  | 0 | [5 empty] | σ2 |  | 0 | 9 | 0.71687 | 0.57357 | NoValue | NoValue | NoValue | 0 | 0 |  | 0 | 0
[10 empty] | Aluminum | [20 empty] | E(Xc) |  | 82 | 10 | 0.74113 | 0.64685 | NoValue | NoValue | NoValue | 0 | 0 |  | 0 | 0
[10 empty] | Antimony |  |  |  |  | Delta-Log Variance = |  | 0 | Lognormal Daily Avg = |  |  | 9.0554 | [9 empty] | VAR(Xc) |  | 0 | 11 | 0.7616 | 0.71145 | NoValue | NoValue | NoValue | 0 | 0 |  | 0 | 0
[10 empty] | Arsenic |  | Lognormal | [21 empty] | 12 | 0.77908 | 0.76908 | NoValue | NoValue | NoValue | 0 | 0 |  | 0 | 0
[10 empty] | Barium |  | Normal |  |  | Coefficient of Variation= |  | 0 | Coefficient of Variation= |  |  | 0 | Coefficient of Variation= |  |  | 0 | Coefficient of Variation= |  |  | 0.6 |  | E(U) |  | #DIV/0! | 13 | 0.79418 | 0.82102 | NoValue | NoValue | NoValue | 0 | 0 |  | 0 | 0
[10 empty] | Beryllium |  | Delta-Lognormal | [18 empty] | VAR(U) |  | #DIV/0! | 14 | 0.80736 | 0.86822 | NoValue | NoValue | NoValue | 0 | 0 |  | 0 | 0
[10 empty] | Cadmium |  | Modified Delta-Lognormal | [17 empty] | Coefficient of Variation= |  |  | #DIV/0! | 15 | 0.81896 | 0.91142 | NoValue | NoValue | NoValue | 0 | 0 |  | 0 | 0
[10 empty] | Chromium (Total) |  | Default | [21 empty] | 16 | 0.82925 | 0.95121 | NoValue | NoValue | NoValue | 0 | 0 |  | 0 | 0
[10 empty] | Chromium (3+) |  |  |  |  | RP Multiplier= |  | 1 | RP Multiplier= |  |  | 1 | RP Multiplier= |  |  | 1 | RP Multiplier= |  |  | 5.6214 | RP Multiplier= |  |  | #DIV/0! | 17 | 0.83843 | 0.98804 | NoValue | NoValue | NoValue | 0 | 0 |  | 0 | 0
[10 empty] | Chromium (6+) |  | 95 | [21 empty] | 18 | 0.84668 | 1.0223 | NoValue | NoValue | NoValue | 0 | 0 |  | 0 | 0
[10 empty] | Cobalt |  | 99 |  |  | Maximum Eff. Conc. |  | 82 | Maximum Eff. Conc. |  |  | 82 | Maximum Eff Con = |  |  | 82 | Maximum Eff. Conc. |  |  | 460.9513 | Maximum Eff. Conc. |  |  | #DIV/0! | 19 | 0.85413 | 1.0543 | NoValue | NoValue | NoValue | 0 | 0 |  | 0 | 0
[10 empty] | Copper | [23 empty] | 20 | 0.86089 | 1.0843 | NoValue | NoValue | NoValue | 0 | 0 |  | 0 | 0
[10 empty] | Cyanide (Total) |  | gpd |  |  |  |  | 4.407 |  |  |  | 4.407 |  |  |  | 82 | [7 empty] | #DIV/0! | 21 | 0.86705 | 1.1126 | NoValue | NoValue | NoValue | 0 | 0
[10 empty] | Cyanide (WAD) |  | gpm | [20 empty] | #DIV/0! | 22 | 0.87269 | 1.1392 | NoValue | NoValue | NoValue | 0 | 0
[10 empty] | Iron |  | MGD |  |  |  | Significant Figures | #NUM! |  |  | Significant Figures | #NUM! |  |  | Significant Figures | #NUM! |  |  | Significant Figures |  |  |  | Significant Figures | #NUM! | 23 | 0.87788 | 1.1644 | NoValue | NoValue | NoValue | 0 | 0
[10 empty] | Lead |  | cfs |  |  |  | for Statistical |  |  |  | for Statistical |  |  |  | for Statistical |  |  |  | for Statistical |  |  |  | for Statistical | 4.407 | 24 | 0.88265 | 1.1884 | NoValue | NoValue | NoValue | 0 | 0
[10 empty] | Magnesium | [5 empty] | Calculations | 82 |  |  | Calculations | 9.055 |  |  | Calculations |  |  |  | Calculations |  |  |  | Calculations | #NUM! | 25 | 0.88707 | 1.2111 | NoValue | NoValue | NoValue | 0 | 0
[10 empty] | Manganese |  | 0 | [20 empty] | 82 | 26 | 0.89117 | 1.2328 | NoValue | NoValue | NoValue | 0 | 0
[10 empty] | Mercury | [6 empty] | #NUM! |  |  |  | #NUM! |  |  |  | #NUM! | [7 empty] | #NUM! | 27 | 0.89498 | 1.2535 | NoValue | NoValue | NoValue | 0 | 0
[10 empty] | Molybdenum | [22 empty] | #DIV/0! | 28 | 0.89853 | 1.2732 | NoValue | NoValue | NoValue | 0 | 0
[10 empty] | Nickel | [6 empty] | #NUM! | [15 empty] | #DIV/0! | 29 | 0.90186 | 1.2922 | NoValue | NoValue | NoValue | 0 | 0
[10 empty] | Selenium | [22 empty] | #DIV/0! | 30 | 0.90497 | 1.3104 | NoValue | NoValue | NoValue | 0 | 0
[10 empty] | Silver | [6 empty] | 1 |  |  |  | 1 |  |  |  | 1 |  |  |  | 5.621 |  |  |  | #DIV/0! | 31 | 0.90789 | 1.3278 | NoValue | NoValue | NoValue | 0 | 0
[10 empty] | Thallium | [23 empty] | 32 | 0.91063 | 1.3447 | NoValue | NoValue | NoValue | 0 | 0
[10 empty] | Tin | [6 empty] | 82 |  |  |  | 82 |  |  |  | 82 |  |  |  | 461 |  |  |  | #DIV/0! | 33 | 0.91322 | 1.3608 | NoValue | NoValue | NoValue | 0 | 0
[10 empty] | Titanium | [23 empty] | 34 | 0.91566 | 1.3765 | NoValue | NoValue | NoValue | 0 | 0
[10 empty] | Vanadium |  | Tan Boxes to the right contain the TSD Chapter 3 rp multipliers, z-values and maximum effluent concentration (MEC) calculation formulas. |  |  |  | -0.78767 | -0.7877 |  |  | -0.78767 | -0.7877 |  |  | -0.78767 | -0.7877 |  |  | -0.78767 | -0.7877 |  |  | -0.78767 | -0.7877 | 35 | 0.91797 | 1.3915 | NoValue | NoValue | NoValue | 0 | 0
[10 empty] | Zinc | [23 empty] | 36 | 0.92015 | 1.4061 | NoValue | NoValue | NoValue | 0 | 0
[16 empty] | 82 |  |  |  | 82 |  |  |  | 82 |  |  |  | 82 |  |  |  | 82 |  | 37 | 0.92223 | 1.4202 | NoValue | NoValue | NoValue | 0 | 0
[10 empty] | Benzene | [23 empty] | 38 | 0.92419 | 1.4338 | NoValue | NoValue | NoValue | 0 | 0
[10 empty] | Ethyl Benzene | [5 empty] | 0 | #NUM! |  |  | 0 | #NUM! |  |  | 0 | #NUM! |  |  | 0.30748 | 0.3075 |  |  | #DIV/0! | #DIV/0! | 39 | 0.92606 | 1.4471 | NoValue | NoValue | NoValue | 0 | 0
[10 empty] | Toluene | [23 empty] | 40 | 0.92784 | 1.4599 | NoValue | NoValue | NoValue | 0 | 0
[10 empty] | Xylenes | [5 empty] | 0 | #NUM! |  |  | 0 | #NUM! |  |  | 0 | #NUM! |  |  | 0.55451 | 0.5545 |  |  | #DIV/0! | #DIV/0! | 41 | 0.92954 | 1.4724 | NoValue | NoValue | NoValue | 0 | 0
[10 empty] | Phenol | [23 empty] | 42 | 0.93116 | 1.4845 | NoValue | NoValue | NoValue | 0 | 0
[30 empty] | Logic Arguments for Final MEC and CV |  | 461 | 461 | 43 | 0.9327 | 1.4962 | NoValue | NoValue | NoValue | 0 | 0
[10 empty] | Sulfate | [23 empty] | 44 | 0.93418 | 1.5077 | NoValue | NoValue | NoValue | 0 | 0
[10 empty] | Nitrate | [21 empty] | 0.6 | 0.6 | 45 | 0.9356 | 1.5188 | NoValue | NoValue | NoValue | 0 | 0
[10 empty] | Nitrite | [23 empty] | 46 | 0.93695 | 1.5297 | NoValue | NoValue | NoValue | 0 | 0
[10 empty] | Chloride | [23 empty] | 47 | 0.93825 | 1.5402 | NoValue | NoValue | NoValue | 0 | 0
[10 empty] | Fluoride |  | Mass balance for Acute Aquatic life RWC & Correction for Significant figures |  |  |  | 461 | [13 empty] | Logic RPM |  | 5.621 |  | 48 | 0.9395 | 1.5506 | NoValue | NoValue | NoValue | 0 | 0
[17 empty] | 461 | [16 empty] | 49 | 0.94069 | 1.5606 | NoValue | NoValue | NoValue | 0 | 0
[10 empty] | Boron | [23 empty] | 50 | 0.94184 | 1.5705 | NoValue | NoValue | NoValue | 0 | 0
[10 empty] | Calcium | [23 empty] | 51 | 0.94295 | 1.58 | NoValue | NoValue | NoValue | 0 | 0
[10 empty] | Phosphorous |  | Mass balance for Chronic Aquatic life RWC & Correction for Significant figures |  |  |  | 461 | [17 empty] | 52 | 0.94402 | 1.5894 | NoValue | NoValue | NoValue | 0 | 0
[10 empty] | Sodium | [6 empty] | 461 | [16 empty] | 53 | 0.94504 | 1.5986 | NoValue | NoValue | NoValue | 0 | 0
[10 empty] | Total Kjeldahl Nitrogen | [23 empty] | 54 | 0.94603 | 1.6076 | NoValue | NoValue | NoValue | 0 | 0
[10 empty] | Total Residual Chlorine | [23 empty] | 55 | 0.94699 | 1.6163 | NoValue | NoValue | NoValue | 0 | 0
[12 empty] | Mass balance for Human Health RWC & Correction for Significant figures |  |  |  | 461 | [17 empty] | 56 | 0.94791 | 1.6249 | NoValue | NoValue | NoValue | 0 | 0
[17 empty] | 461 | [16 empty] | 57 | 0.9488 | 1.6333 | NoValue | NoValue | NoValue | 0 | 0
[34 empty] | 58 | 0.94966 | 1.6416 | NoValue | NoValue | NoValue | 0 | 0
[34 empty] | 59 | 0.95049 | 1.6496 | NoValue | NoValue | NoValue | 0 | 0
[34 empty] | 60 | 0.9513 | 1.6576 | NoValue | NoValue | NoValue | 0 | 0
[34 empty] | 61 | 0.95208 | 1.6653 | NoValue | NoValue | NoValue | 0 | 0
[34 empty] | 62 | 0.95283 | 1.6729 | NoValue | NoValue | NoValue | 0 | 0
[34 empty] | 63 | 0.95356 | 1.6804 | NoValue | NoValue | NoValue | 0 | 0
[34 empty] | 64 | 0.95427 | 1.6877 | NoValue | NoValue | NoValue | 0 | 0
[34 empty] | 65 | 0.95496 | 1.695 | NoValue | NoValue | NoValue | 0 | 0
[34 empty] | 66 | 0.95562 | 1.702 | NoValue | NoValue | NoValue | 0 | 0
[34 empty] | 67 | 0.95627 | 1.709 | NoValue | NoValue | NoValue | 0 | 0
[34 empty] | 68 | 0.9569 | 1.7158 | NoValue | NoValue | NoValue | 0 | 0
[34 empty] | 69 | 0.95751 | 1.7225 | NoValue | NoValue | NoValue | 0 | 0
[34 empty] | 70 | 0.95811 | 1.7291 | NoValue | NoValue | NoValue | 0 | 0
[34 empty] | 71 | 0.95868 | 1.7356 | NoValue | NoValue | NoValue | 0 | 0
[34 empty] | 72 | 0.95925 | 1.742 | NoValue | NoValue | NoValue | 0 | 0
[34 empty] | 73 | 0.95979 | 1.7483 | NoValue | NoValue | NoValue | 0 | 0
[34 empty] | 74 | 0.96033 | 1.7545 | NoValue | NoValue | NoValue | 0 | 0
[34 empty] | 75 | 0.96084 | 1.7606 | NoValue | NoValue | NoValue | 0 | 0
[34 empty] | 76 | 0.96135 | 1.7666 | NoValue | NoValue | NoValue | 0 | 0
[34 empty] | 77 | 0.96184 | 1.7725 | NoValue | NoValue | NoValue | 0 | 0
[34 empty] | 78 | 0.96232 | 1.7783 | NoValue | NoValue | NoValue | 0 | 0
[34 empty] | 79 | 0.96279 | 1.784 | NoValue | NoValue | NoValue | 0 | 0
[34 empty] | 80 | 0.96325 | 1.7897 | NoValue | NoValue | NoValue | 0 | 0
[34 empty] | 81 | 0.96369 | 1.7952 | NoValue | NoValue | NoValue | 0 | 0
[34 empty] | 82 | 0.96413 | 1.8007 | NoValue | NoValue | NoValue | 0 | 0
[34 empty] | 83 | 0.96455 | 1.8061 | NoValue | NoValue | NoValue | 0 | 0
[34 empty] | 84 | 0.96496 | 1.8115 | NoValue | NoValue | NoValue | 0 | 0
[34 empty] | 85 | 0.96537 | 1.8167 | NoValue | NoValue | NoValue | 0 | 0
[34 empty] | 86 | 0.96577 | 1.8219 | NoValue | NoValue | NoValue | 0 | 0
[34 empty] | 87 | 0.96615 | 1.827 | NoValue | NoValue | NoValue | 0 | 0
[34 empty] | 88 | 0.96653 | 1.8321 | NoValue | NoValue | NoValue | 0 | 0
[34 empty] | 89 | 0.9669 | 1.8371 | NoValue | NoValue | NoValue | 0 | 0
[34 empty] | 90 | 0.96726 | 1.842 | NoValue | NoValue | NoValue | 0 | 0
[34 empty] | 91 | 0.96762 | 1.8469 | NoValue | NoValue | NoValue | 0 | 0
[34 empty] | 92 | 0.96796 | 1.8517 | NoValue | NoValue | NoValue | 0 | 0
[34 empty] | 93 | 0.9683 | 1.8564 | NoValue | NoValue | NoValue | 0 | 0
[34 empty] | 94 | 0.96863 | 1.8611 | NoValue | NoValue | NoValue | 0 | 0
[34 empty] | 95 | 0.96896 | 1.8657 | NoValue | NoValue | NoValue | 0 | 0
[34 empty] | 96 | 0.96928 | 1.8703 | NoValue | NoValue | NoValue | 0 | 0
[34 empty] | 97 | 0.96959 | 1.8748 | NoValue | NoValue | NoValue | 0 | 0
[34 empty] | 98 | 0.96989 | 1.8792 | NoValue | NoValue | NoValue | 0 | 0
[34 empty] | 99 | 0.97019 | 1.8836 | NoValue | NoValue | NoValue | 0 | 0
[34 empty] | 100 | 0.97049 | 1.888 | NoValue | NoValue | NoValue | 0 | 0
[34 empty] | 101 | 0.97077 | 1.8923 | NoValue | NoValue | NoValue | 0 | 0
[34 empty] | 102 | 0.97106 | 1.8966 | NoValue | NoValue | NoValue | 0 | 0
[34 empty] | 103 | 0.97133 | 1.9008 | NoValue | NoValue | NoValue | 0 | 0
[34 empty] | 104 | 0.97161 | 1.9049 | NoValue | NoValue | NoValue | 0 | 0
[34 empty] | 105 | 0.97187 | 1.9091 | NoValue | NoValue | NoValue | 0 | 0
[34 empty] | 106 | 0.97213 | 1.9131 | NoValue | NoValue | NoValue | 0 | 0
[34 empty] | 107 | 0.97239 | 1.9172 | NoValue | NoValue | NoValue | 0 | 0
[34 empty] | 108 | 0.97264 | 1.9211 | NoValue | NoValue | NoValue | 0 | 0
[34 empty] | 109 | 0.97289 | 1.9251 | NoValue | NoValue | NoValue | 0 | 0
[34 empty] | 110 | 0.97313 | 1.929 | NoValue | NoValue | NoValue | 0 | 0
[34 empty] | 111 | 0.97337 | 1.9328 | NoValue | NoValue | NoValue | 0 | 0
[34 empty] | 112 | 0.97361 | 1.9367 | NoValue | NoValue | NoValue | 0 | 0
[34 empty] | 113 | 0.97384 | 1.9404 | NoValue | NoValue | NoValue | 0 | 0
[34 empty] | 114 | 0.97406 | 1.9442 | NoValue | NoValue | NoValue | 0 | 0
[34 empty] | 115 | 0.97429 | 1.9479 | NoValue | NoValue | NoValue | 0 | 0
[34 empty] | 116 | 0.97451 | 1.9516 | NoValue | NoValue | NoValue | 0 | 0
[34 empty] | 117 | 0.97472 | 1.9552 | NoValue | NoValue | NoValue | 0 | 0
[34 empty] | 118 | 0.97493 | 1.9588 | NoValue | NoValue | NoValue | 0 | 0
[34 empty] | 119 | 0.97514 | 1.9624 | NoValue | NoValue | NoValue | 0 | 0
[34 empty] | 120 | 0.97534 | 1.9659 | NoValue | NoValue | NoValue | 0 | 0
Z-Values
99% C.I.
[34 empty] | # samples | percentile | z-value
[34 empty] | 1 | 0.01 | -2.3263
[34 empty] | 2 | 0.1 | -1.2816
[34 empty] | 3 | 0.21544 | -0.78767
[34 empty] | 4 | 0.31623 | -0.47827
[34 empty] | 5 | 0.39811 | -0.25825
[34 empty] | 6 | 0.46416 | -0.089962
[34 empty] | 7 | 0.51795 | 0.045003
[34 empty] | 8 | 0.56234 | 0.15691
[34 empty] | 9 | 0.59948 | 0.25201
[34 empty] | 10 | 0.63096 | 0.33439
[34 empty] | 11 | 0.65793 | 0.40683
[34 empty] | 12 | 0.68129 | 0.47131
[34 empty] | 13 | 0.7017 | 0.52931
[34 empty] | 14 | 0.71969 | 0.58191
[34 empty] | 15 | 0.73564 | 0.62997
[34 empty] | 16 | 0.74989 | 0.67416
[34 empty] | 17 | 0.7627 | 0.71501
[34 empty] | 18 | 0.77426 | 0.75296
[34 empty] | 19 | 0.78476 | 0.78837
[34 empty] | 20 | 0.79433 | 0.82153
[34 empty] | 21 | 0.80309 | 0.85269
[34 empty] | 22 | 0.81113 | 0.88207
[34 empty] | 23 | 0.81855 | 0.90984
[34 empty] | 24 | 0.8254 | 0.93616
[34 empty] | 25 | 0.83176 | 0.96116
[34 empty] | 26 | 0.83768 | 0.98496
[34 empty] | 27 | 0.84319 | 1.0077
[34 empty] | 28 | 0.84834 | 1.0294
[34 empty] | 29 | 0.85317 | 1.0501
[34 empty] | 30 | 0.8577 | 1.07
[34 empty] | 31 | 0.86195 | 1.0891
[34 empty] | 32 | 0.86596 | 1.1075
[34 empty] | 33 | 0.86975 | 1.1252
[34 empty] | 34 | 0.87333 | 1.1423
[34 empty] | 35 | 0.87671 | 1.1587
[34 empty] | 36 | 0.87992 | 1.1746
[34 empty] | 37 | 0.88297 | 1.19
[34 empty] | 38 | 0.88587 | 1.2048
[34 empty] | 39 | 0.88862 | 1.2192
[34 empty] | 40 | 0.89125 | 1.2332
[34 empty] | 41 | 0.89376 | 1.2468
[34 empty] | 42 | 0.89615 | 1.2599
[34 empty] | 43 | 0.89844 | 1.2727
[34 empty] | 44 | 0.90063 | 1.2851
[34 empty] | 45 | 0.90273 | 1.2972
[34 empty] | 46 | 0.90474 | 1.309
[34 empty] | 47 | 0.90666 | 1.3205
[34 empty] | 48 | 0.90852 | 1.3317
[34 empty] | 49 | 0.9103 | 1.3426
[34 empty] | 50 | 0.91201 | 1.3532
[34 empty] | 51 | 0.91366 | 1.3636
[34 empty] | 52 | 0.91525 | 1.3738
[34 empty] | 53 | 0.91678 | 1.3837
[34 empty] | 54 | 0.91825 | 1.3934
[34 empty] | 55 | 0.91968 | 1.4029
[34 empty] | 56 | 0.92106 | 1.4122
[34 empty] | 57 | 0.92239 | 1.4213
[34 empty] | 58 | 0.92367 | 1.4302
[34 empty] | 59 | 0.92491 | 1.4389
[34 empty] | 60 | 0.92612 | 1.4475
[34 empty] | 61 | 0.92728 | 1.4559
[34 empty] | 62 | 0.92841 | 1.4641
[34 empty] | 63 | 0.92951 | 1.4721
[34 empty] | 64 | 0.93057 | 1.4801
[34 empty] | 65 | 0.9316 | 1.4878
[34 empty] | 66 | 0.9326 | 1.4955
[34 empty] | 67 | 0.93358 | 1.503
[34 empty] | 68 | 0.93452 | 1.5103
[34 empty] | 69 | 0.93544 | 1.5176
[34 empty] | 70 | 0.93633 | 1.5247
[34 empty] | 71 | 0.9372 | 1.5317
[34 empty] | 72 | 0.93804 | 1.5385
[34 empty] | 73 | 0.93886 | 1.5453
[34 empty] | 74 | 0.93966 | 1.552
[34 empty] | 75 | 0.94044 | 1.5585
[34 empty] | 76 | 0.9412 | 1.565
[34 empty] | 77 | 0.94195 | 1.5713
[34 empty] | 78 | 0.94267 | 1.5776
[34 empty] | 79 | 0.94337 | 1.5837
[34 empty] | 80 | 0.94406 | 1.5898
[34 empty] | 81 | 0.94473 | 1.5958
[34 empty] | 82 | 0.94539 | 1.6017
[34 empty] | 83 | 0.94603 | 1.6075
[34 empty] | 84 | 0.94665 | 1.6132
[34 empty] | 85 | 0.94726 | 1.6189
[34 empty] | 86 | 0.94786 | 1.6244
[34 empty] | 87 | 0.94844 | 1.6299
[34 empty] | 88 | 0.94901 | 1.6354
[34 empty] | 89 | 0.94957 | 1.6407
[34 empty] | 90 | 0.95012 | 1.646
[34 empty] | 91 | 0.95065 | 1.6512
[34 empty] | 92 | 0.95118 | 1.6564
[34 empty] | 93 | 0.95169 | 1.6614
[34 empty] | 94 | 0.95219 | 1.6665
[34 empty] | 95 | 0.95268 | 1.6714
[34 empty] | 96 | 0.95316 | 1.6763
[34 empty] | 97 | 0.95363 | 1.6812
[34 empty] | 98 | 0.9541 | 1.6859
[34 empty] | 99 | 0.95455 | 1.6907
[34 empty] | 100 | 0.95499 | 1.6953
[34 empty] | 101 | 0.95543 | 1.6999
[34 empty] | 102 | 0.95586 | 1.7045
[34 empty] | 103 | 0.95627 | 1.709
[34 empty] | 104 | 0.95669 | 1.7135
[34 empty] | 105 | 0.95709 | 1.7179
[34 empty] | 106 | 0.95749 | 1.7222
[34 empty] | 107 | 0.95787 | 1.7265
[34 empty] | 108 | 0.95826 | 1.7308
[34 empty] | 109 | 0.95863 | 1.735
[34 empty] | 110 | 0.959 | 1.7392
[34 empty] | 111 | 0.95936 | 1.7433
[34 empty] | 112 | 0.95972 | 1.7474
[34 empty] | 113 | 0.96007 | 1.7514
[34 empty] | 114 | 0.96041 | 1.7555
[34 empty] | 115 | 0.96075 | 1.7594
[34 empty] | 116 | 0.96108 | 1.7633
[34 empty] | 117 | 0.9614 | 1.7672
[34 empty] | 118 | 0.96172 | 1.7711
[34 empty] | 119 | 0.96204 | 1.7749
[34 empty] | 120 | 0.96235 | 1.7786
Note on C8: Use Goodness of Fit tests to determine type of data distribution. E.g. ProUCL. If unknown, enter Lognormal for data sets with no values below reporting limits and enter Delta-Lognormal for data sets with values reported as below reporting limit. For data sets with values below multiple reporting limits, enter Modified Delta-Lognormal and use Optional Procedure for Multi-reporting level.
Note on C12: Enter Reporting Limit in Cell G9. The number will display in Cell H9 with the correct number of significant figures as text. Reporting Limit= Method Detection Limit(MDL) Practical Quantitation Limit (PQL) Reporting Level (RL) Minimum Level (ML) Level Of Detection (LOD) etc.
Note on I12: Value of Reporting Limit with correct number of significant figures
Note on C14: Enter limiting number of Significant Figures into cell to the right. Significant Figures are: 1. When there are no zeros in the number, count all non-zero numbers as significant, e.g. 2.23 and 223=3 sig.figs. 2. When there are zeros: (a) count zeros between other numbers as significant, e.g. 203=3 sig. figs. (b) count zeros to the right of numbers past the decimal point as significant, e.g. 0.0230=3 sig.figs. (c) Don't count zeros to the left of other numbers past the decimal point, e.g. 0.0023 and .023=2 sig. figs. (d) Don't count zeros before the decimal point, e.g. 230 and 2300=2 sig. figs. (Unless those zeros are reported as significant e.g. between other numbers as in 1. above or when the zero is otherwise expressed as significant)
Note on G14: !!!Use a minimum value of 2 Significant Figures!!! A value of 1 may cause errors in final MEC and RWC outputs
Note on G18: Column will display data values in correct number of limiting significant figures identified above.
Note on D20: Jennifer Robinson: 82 was used due to this being the max value give in the permit application and 3 samples were analyzed
Note on T27: Enter acute value from WLA or end-of-pipe water quality standard. If no standard applies, leave blank
Note on T34: Enter Chronic value from WLA or end-of-pipe water quality standard. If no standard applies, leave blank
Note on T41: Enter Human Health criteria from WLA or end-of-pipe water quality standard. If no standard applies, leave blank

## Cu 002
Se | Reasonable Potential Procedure |  |  |  |  | Facility Name: |  | ATK
Permit Number:
[6 empty] | Outfall Number: |  | 001
INSTRUCTIONS: For Effluent Data Sets with a Single Reporting Limit
1. Enter Parameter Name, Distribution Type and Units in Yellow Cells G6,G8 and G10.
|  | Parameter |  | = | Copper | [5 empty] | 2. Enter Reporting Limit for ND and Significant Figures in Yellow Cells G12 and G14. (The Reporting Limit will be displayed in the correct number of sgnificant figures in Cell I12.)
|  | Distribution |  | = | Default | [5 empty] | 3. Enter desired Confidence Interval in Cell G16 (95 or 99)
4. Enter Effluent Data Values in Yellow Cells in Column D to the Left. For Non-Detected Values, enter ND or nd in Cell. (The data will be displayed with the correct significant figures in column H.)
|  | Data Units |  | = | ug/L
5. Enter criterion in cells S38(ac), S55(ch), and S72(hh).
|  | Reporting Limit |  | = | 0.001 |  | 0.00100 |  |  |  | 6.The displays in cells S40, S57 and S74 indicates RP.
|  | Significant Figures |  | = | 3 | [5 empty] | *Instructions For Multi-Reporting Limits: For data sets with non-detected values at multiple reporting limits, enter values >RL in Column D. Enter the reporting limit for each individual value <RL in Yellow Cells L20-L40, e.g. <5, <1; enter 5 in Cell L20, enter 1 in Cell L21.
|  | Confidence Interval |  | = | 99
|  |  | Effluent Data |  | Eff Data (w/correct sig figs) |  |  |  | Multi-Reporting Limits |  | Maximum Effluent Concentration Reported |  |  | = | 32.8 | ug/L
1 |  |  | 32.8 |  |  | 32.8 |  |  |  |  | Coefficient of Variation (CV) |  |  | = | 0.600
2 |  |  | 32.8 |  |  | 32.8
3 |  |  | 32.8 |  |  | 32.8 |  |  |  |  | RP Multiplier |  |  | = | 5.62
4
5 | [10 empty] | Projected Maximum Effluent Concentration (MEC) |  |  | = | 184 | ug/L
6
7
8 | [10 empty] | Acute WQBEL Concentration |  | = | 111 | ug/L
9
10
11 | [10 empty] | Reasonable Potential for Acute Criterion? |  |  | = | YES
12
13
14
15 | [10 empty] | Chronic WQBEL Concentration |  | = | 125 | ug/L
16
17
18 | [10 empty] | Reasonable Potential for Chronic Criterion? |  |  | = | YES
19
20
21
22 | [10 empty] | Human Health WQBEL Concentration |  | = |  | ug/L
23
24
25 | [10 empty] | Reasonable Potential for Human Health Criteria? |  |  | = | N/A
26 | [9 empty] | 9.0909
27
28
29
30
31
32
33
34
35
36
37
38
39
40
41
42
43
44
45
46
47
48
49
50
51
52
53
54
55
56
57
58
59
60
61
62
63
64
65
66
67
68
69
70
71
72
73
74
75
76
77
78
79
80
81
82
83
84
85
86
87
88
89
90
91
92
93
94
95
96
97
98
99
100
101
102
103
104
105
106
107
108
109
110
111
112
113
114
115
116
117
118
119
120
[34 empty] | Z-Values |  |  | Natural Logs and Sum of Squares |  |  | Logic Columns |  | Modified Delta Log-Delta Portion
[10 empty] | BOD5 |  | mg/L |  |  |  | delta-lognormal |  |  | lognormal |  |  |  | normal |  |  |  | default |  |  |  | mod.delta-lognormal |  |  |  | 95% C.I. |  | nat log(data)
[10 empty] | TOC |  | ug/L |  |  |  | ND Values | [14 empty] | Multiple ND Values |  |  | # samples | percentile | z-value
[10 empty] | COD |  | mg/kg |  |  | Total Observations = |  | 3 | Total Observations= |  |  | 3 | Total Observations = |  |  | 3 | Total Observations= |  |  | 3 | Total Observations = |  |  | 3 | 1 | 0.05 | -1.6449 | 3.4904 | 0 | 0 | 32.8 | 32.8 | 3 | 0 | 0
[10 empty] | Fecal coliform |  | ug/kg | [17 empty] | Non-Detects = |  |  | 0 | 2 | 0.22361 | -0.76007 | 3.4904 | 0 | 0 | 32.8 | 32.8 |  | 0 | 0
[10 empty] | Toxicity(WET) |  | TU (tox units) |  |  | Non-Detects = |  | 0 | [16 empty] | 3 | 0.3684 | -0.33609 | 3.4904 | 0 | 0 | 32.8 | 32.8 |  | 0 | 0
[10 empty] | Ammonia-N |  | NTU | [18 empty] | E(XD) |  | #DIV/0! | 4 | 0.47287 | -0.068055 | NoValue | NoValue | NoValue | 0 | 0 |  | 0 | 0
[10 empty] | TDS |  | color units |  |  | Lognormal Mean = |  | 3.4904 | [13 empty] | VAR(XD) |  | #DIV/0! | 5 | 0.54928 | 0.12384 | NoValue | NoValue | NoValue | 0 | 0 |  | 0 | 0
[10 empty] | TAH |  | #/100 mL | [18 empty] | ∂ |  | 0 | 6 | 0.60696 | 0.27141 | NoValue | NoValue | NoValue | 0 | 0 |  | 0 | 0
[10 empty] | TAqH |  |  |  |  | Lognormal Variance = |  | 0 | Lognormal Mean = |  |  | 3.4904 | Normal Mean = |  |  | 32.8 | [8 empty] | 7 | 0.65184 | 0.39028 | NoValue | NoValue | NoValue | 0 | 0 |  | 0 | 0
[10 empty] | Color | [20 empty] | µ |  | 3.4904 | 8 | 0.68766 | 0.48922 | NoValue | NoValue | NoValue | 0 | 0 |  | 0 | 0
[10 empty] | Turbidity |  |  |  |  | Delta-Log Daily Avg = |  | 32.8 | Lognormal Variance = |  |  | 0 | Normal Variance = |  |  | 0 | [5 empty] | σ2 |  | 0 | 9 | 0.71687 | 0.57357 | NoValue | NoValue | NoValue | 0 | 0 |  | 0 | 0
[10 empty] | Aluminum | [20 empty] | E(Xc) |  | 32.8 | 10 | 0.74113 | 0.64685 | NoValue | NoValue | NoValue | 0 | 0 |  | 0 | 0
[10 empty] | Antimony |  |  |  |  | Delta-Log Variance = |  | 0 | Lognormal Daily Avg = |  |  | 5.7271 | [9 empty] | VAR(Xc) |  | 0 | 11 | 0.7616 | 0.71145 | NoValue | NoValue | NoValue | 0 | 0 |  | 0 | 0
[10 empty] | Arsenic |  | Lognormal | [21 empty] | 12 | 0.77908 | 0.76908 | NoValue | NoValue | NoValue | 0 | 0 |  | 0 | 0
[10 empty] | Barium |  | Normal |  |  | Coefficient of Variation= |  | 0 | Coefficient of Variation= |  |  | 0 | Coefficient of Variation= |  |  | 0 | Coefficient of Variation= |  |  | 0.6 |  | E(U) |  | #DIV/0! | 13 | 0.79418 | 0.82102 | NoValue | NoValue | NoValue | 0 | 0 |  | 0 | 0
[10 empty] | Beryllium |  | Delta-Lognormal | [18 empty] | VAR(U) |  | #DIV/0! | 14 | 0.80736 | 0.86822 | NoValue | NoValue | NoValue | 0 | 0 |  | 0 | 0
[10 empty] | Cadmium |  | Modified Delta-Lognormal | [17 empty] | Coefficient of Variation= |  |  | #DIV/0! | 15 | 0.81896 | 0.91142 | NoValue | NoValue | NoValue | 0 | 0 |  | 0 | 0
[10 empty] | Chromium (Total) |  | Default | [21 empty] | 16 | 0.82925 | 0.95121 | NoValue | NoValue | NoValue | 0 | 0 |  | 0 | 0
[10 empty] | Chromium (3+) |  |  |  |  | RP Multiplier= |  | 1 | RP Multiplier= |  |  | 1 | RP Multiplier= |  |  | 1 | RP Multiplier= |  |  | 5.6214 | RP Multiplier= |  |  | #DIV/0! | 17 | 0.83843 | 0.98804 | NoValue | NoValue | NoValue | 0 | 0 |  | 0 | 0
[10 empty] | Chromium (6+) |  | 95 | [21 empty] | 18 | 0.84668 | 1.0223 | NoValue | NoValue | NoValue | 0 | 0 |  | 0 | 0
[10 empty] | Cobalt |  | 99 |  |  | Maximum Eff. Conc. |  | 32.8 | Maximum Eff. Conc. |  |  | 32.8 | Maximum Eff Con = |  |  | 32.8 | Maximum Eff. Conc. |  |  | 184.3805 | Maximum Eff. Conc. |  |  | #DIV/0! | 19 | 0.85413 | 1.0543 | NoValue | NoValue | NoValue | 0 | 0 |  | 0 | 0
[10 empty] | Copper | [23 empty] | 20 | 0.86089 | 1.0843 | NoValue | NoValue | NoValue | 0 | 0 |  | 0 | 0
[10 empty] | Cyanide (Total) |  | gpd |  |  |  |  | 3.49 |  |  |  | 3.49 |  |  |  | 32.8 | [7 empty] | #DIV/0! | 21 | 0.86705 | 1.1126 | NoValue | NoValue | NoValue | 0 | 0
[10 empty] | Cyanide (WAD) |  | gpm | [20 empty] | #DIV/0! | 22 | 0.87269 | 1.1392 | NoValue | NoValue | NoValue | 0 | 0
[10 empty] | Iron |  | MGD |  |  |  | Significant Figures | #NUM! |  |  | Significant Figures | #NUM! |  |  | Significant Figures | #NUM! |  |  | Significant Figures |  |  |  | Significant Figures | #NUM! | 23 | 0.87788 | 1.1644 | NoValue | NoValue | NoValue | 0 | 0
[10 empty] | Lead |  | cfs |  |  |  | for Statistical |  |  |  | for Statistical |  |  |  | for Statistical |  |  |  | for Statistical |  |  |  | for Statistical | 3.49 | 24 | 0.88265 | 1.1884 | NoValue | NoValue | NoValue | 0 | 0
[10 empty] | Magnesium | [5 empty] | Calculations | 32.8 |  |  | Calculations | 5.727 |  |  | Calculations |  |  |  | Calculations |  |  |  | Calculations | #NUM! | 25 | 0.88707 | 1.2111 | NoValue | NoValue | NoValue | 0 | 0
[10 empty] | Manganese |  | 0 | [20 empty] | 32.8 | 26 | 0.89117 | 1.2328 | NoValue | NoValue | NoValue | 0 | 0
[10 empty] | Mercury | [6 empty] | #NUM! |  |  |  | #NUM! |  |  |  | #NUM! | [7 empty] | #NUM! | 27 | 0.89498 | 1.2535 | NoValue | NoValue | NoValue | 0 | 0
[10 empty] | Molybdenum | [22 empty] | #DIV/0! | 28 | 0.89853 | 1.2732 | NoValue | NoValue | NoValue | 0 | 0
[10 empty] | Nickel | [6 empty] | #NUM! | [15 empty] | #DIV/0! | 29 | 0.90186 | 1.2922 | NoValue | NoValue | NoValue | 0 | 0
[10 empty] | Selenium | [22 empty] | #DIV/0! | 30 | 0.90497 | 1.3104 | NoValue | NoValue | NoValue | 0 | 0
[10 empty] | Silver | [6 empty] | 1 |  |  |  | 1 |  |  |  | 1 |  |  |  | 5.621 |  |  |  | #DIV/0! | 31 | 0.90789 | 1.3278 | NoValue | NoValue | NoValue | 0 | 0
[10 empty] | Thallium | [23 empty] | 32 | 0.91063 | 1.3447 | NoValue | NoValue | NoValue | 0 | 0
[10 empty] | Tin | [6 empty] | 32.8 |  |  |  | 32.8 |  |  |  | 32.8 |  |  |  | 184 |  |  |  | #DIV/0! | 33 | 0.91322 | 1.3608 | NoValue | NoValue | NoValue | 0 | 0
[10 empty] | Titanium | [23 empty] | 34 | 0.91566 | 1.3765 | NoValue | NoValue | NoValue | 0 | 0
[10 empty] | Vanadium |  | Tan Boxes to the right contain the TSD Chapter 3 rp multipliers, z-values and maximum effluent concentration (MEC) calculation formulas. |  |  |  | -0.78767 | -0.7877 |  |  | -0.78767 | -0.7877 |  |  | -0.78767 | -0.7877 |  |  | -0.78767 | -0.7877 |  |  | -0.78767 | -0.7877 | 35 | 0.91797 | 1.3915 | NoValue | NoValue | NoValue | 0 | 0
[10 empty] | Zinc | [23 empty] | 36 | 0.92015 | 1.4061 | NoValue | NoValue | NoValue | 0 | 0
[16 empty] | 32.8 |  |  |  | 32.8 |  |  |  | 32.8 |  |  |  | 32.8 |  |  |  | 32.8 |  | 37 | 0.92223 | 1.4202 | NoValue | NoValue | NoValue | 0 | 0
[10 empty] | Benzene | [23 empty] | 38 | 0.92419 | 1.4338 | NoValue | NoValue | NoValue | 0 | 0
[10 empty] | Ethyl Benzene | [5 empty] | 0 | #NUM! |  |  | 0 | #NUM! |  |  | 0 | #NUM! |  |  | 0.30748 | 0.3075 |  |  | #DIV/0! | #DIV/0! | 39 | 0.92606 | 1.4471 | NoValue | NoValue | NoValue | 0 | 0
[10 empty] | Toluene | [23 empty] | 40 | 0.92784 | 1.4599 | NoValue | NoValue | NoValue | 0 | 0
[10 empty] | Xylenes | [5 empty] | 0 | #NUM! |  |  | 0 | #NUM! |  |  | 0 | #NUM! |  |  | 0.55451 | 0.5545 |  |  | #DIV/0! | #DIV/0! | 41 | 0.92954 | 1.4724 | NoValue | NoValue | NoValue | 0 | 0
[10 empty] | Phenol | [23 empty] | 42 | 0.93116 | 1.4845 | NoValue | NoValue | NoValue | 0 | 0
[30 empty] | Logic Arguments for Final MEC and CV |  | 184 | 184 | 43 | 0.9327 | 1.4962 | NoValue | NoValue | NoValue | 0 | 0
[10 empty] | Sulfate | [23 empty] | 44 | 0.93418 | 1.5077 | NoValue | NoValue | NoValue | 0 | 0
[10 empty] | Nitrate | [21 empty] | 0.6 | 0.6 | 45 | 0.9356 | 1.5188 | NoValue | NoValue | NoValue | 0 | 0
[10 empty] | Nitrite | [23 empty] | 46 | 0.93695 | 1.5297 | NoValue | NoValue | NoValue | 0 | 0
[10 empty] | Chloride | [23 empty] | 47 | 0.93825 | 1.5402 | NoValue | NoValue | NoValue | 0 | 0
[10 empty] | Fluoride |  | Mass balance for Acute Aquatic life RWC & Correction for Significant figures |  |  |  | 184 | [13 empty] | Logic RPM |  | 5.621 |  | 48 | 0.9395 | 1.5506 | NoValue | NoValue | NoValue | 0 | 0
[17 empty] | 184 | [16 empty] | 49 | 0.94069 | 1.5606 | NoValue | NoValue | NoValue | 0 | 0
[10 empty] | Boron | [23 empty] | 50 | 0.94184 | 1.5705 | NoValue | NoValue | NoValue | 0 | 0
[10 empty] | Calcium | [23 empty] | 51 | 0.94295 | 1.58 | NoValue | NoValue | NoValue | 0 | 0
[10 empty] | Phosphorous |  | Mass balance for Chronic Aquatic life RWC & Correction for Significant figures |  |  |  | 184 | [17 empty] | 52 | 0.94402 | 1.5894 | NoValue | NoValue | NoValue | 0 | 0
[10 empty] | Sodium | [6 empty] | 184 | [16 empty] | 53 | 0.94504 | 1.5986 | NoValue | NoValue | NoValue | 0 | 0
[10 empty] | Total Kjeldahl Nitrogen | [23 empty] | 54 | 0.94603 | 1.6076 | NoValue | NoValue | NoValue | 0 | 0
[10 empty] | Total Residual Chlorine | [23 empty] | 55 | 0.94699 | 1.6163 | NoValue | NoValue | NoValue | 0 | 0
[12 empty] | Mass balance for Human Health RWC & Correction for Significant figures |  |  |  | 184 | [17 empty] | 56 | 0.94791 | 1.6249 | NoValue | NoValue | NoValue | 0 | 0
[17 empty] | 184 | [16 empty] | 57 | 0.9488 | 1.6333 | NoValue | NoValue | NoValue | 0 | 0
[34 empty] | 58 | 0.94966 | 1.6416 | NoValue | NoValue | NoValue | 0 | 0
[34 empty] | 59 | 0.95049 | 1.6496 | NoValue | NoValue | NoValue | 0 | 0
[34 empty] | 60 | 0.9513 | 1.6576 | NoValue | NoValue | NoValue | 0 | 0
[34 empty] | 61 | 0.95208 | 1.6653 | NoValue | NoValue | NoValue | 0 | 0
[34 empty] | 62 | 0.95283 | 1.6729 | NoValue | NoValue | NoValue | 0 | 0
[34 empty] | 63 | 0.95356 | 1.6804 | NoValue | NoValue | NoValue | 0 | 0
[34 empty] | 64 | 0.95427 | 1.6877 | NoValue | NoValue | NoValue | 0 | 0
[34 empty] | 65 | 0.95496 | 1.695 | NoValue | NoValue | NoValue | 0 | 0
[34 empty] | 66 | 0.95562 | 1.702 | NoValue | NoValue | NoValue | 0 | 0
[34 empty] | 67 | 0.95627 | 1.709 | NoValue | NoValue | NoValue | 0 | 0
[34 empty] | 68 | 0.9569 | 1.7158 | NoValue | NoValue | NoValue | 0 | 0
[34 empty] | 69 | 0.95751 | 1.7225 | NoValue | NoValue | NoValue | 0 | 0
[34 empty] | 70 | 0.95811 | 1.7291 | NoValue | NoValue | NoValue | 0 | 0
[34 empty] | 71 | 0.95868 | 1.7356 | NoValue | NoValue | NoValue | 0 | 0
[34 empty] | 72 | 0.95925 | 1.742 | NoValue | NoValue | NoValue | 0 | 0
[34 empty] | 73 | 0.95979 | 1.7483 | NoValue | NoValue | NoValue | 0 | 0
[34 empty] | 74 | 0.96033 | 1.7545 | NoValue | NoValue | NoValue | 0 | 0
[34 empty] | 75 | 0.96084 | 1.7606 | NoValue | NoValue | NoValue | 0 | 0
[34 empty] | 76 | 0.96135 | 1.7666 | NoValue | NoValue | NoValue | 0 | 0
[34 empty] | 77 | 0.96184 | 1.7725 | NoValue | NoValue | NoValue | 0 | 0
[34 empty] | 78 | 0.96232 | 1.7783 | NoValue | NoValue | NoValue | 0 | 0
[34 empty] | 79 | 0.96279 | 1.784 | NoValue | NoValue | NoValue | 0 | 0
[34 empty] | 80 | 0.96325 | 1.7897 | NoValue | NoValue | NoValue | 0 | 0
[34 empty] | 81 | 0.96369 | 1.7952 | NoValue | NoValue | NoValue | 0 | 0
[34 empty] | 82 | 0.96413 | 1.8007 | NoValue | NoValue | NoValue | 0 | 0
[34 empty] | 83 | 0.96455 | 1.8061 | NoValue | NoValue | NoValue | 0 | 0
[34 empty] | 84 | 0.96496 | 1.8115 | NoValue | NoValue | NoValue | 0 | 0
[34 empty] | 85 | 0.96537 | 1.8167 | NoValue | NoValue | NoValue | 0 | 0
[34 empty] | 86 | 0.96577 | 1.8219 | NoValue | NoValue | NoValue | 0 | 0
[34 empty] | 87 | 0.96615 | 1.827 | NoValue | NoValue | NoValue | 0 | 0
[34 empty] | 88 | 0.96653 | 1.8321 | NoValue | NoValue | NoValue | 0 | 0
[34 empty] | 89 | 0.9669 | 1.8371 | NoValue | NoValue | NoValue | 0 | 0
[34 empty] | 90 | 0.96726 | 1.842 | NoValue | NoValue | NoValue | 0 | 0
[34 empty] | 91 | 0.96762 | 1.8469 | NoValue | NoValue | NoValue | 0 | 0
[34 empty] | 92 | 0.96796 | 1.8517 | NoValue | NoValue | NoValue | 0 | 0
[34 empty] | 93 | 0.9683 | 1.8564 | NoValue | NoValue | NoValue | 0 | 0
[34 empty] | 94 | 0.96863 | 1.8611 | NoValue | NoValue | NoValue | 0 | 0
[34 empty] | 95 | 0.96896 | 1.8657 | NoValue | NoValue | NoValue | 0 | 0
[34 empty] | 96 | 0.96928 | 1.8703 | NoValue | NoValue | NoValue | 0 | 0
[34 empty] | 97 | 0.96959 | 1.8748 | NoValue | NoValue | NoValue | 0 | 0
[34 empty] | 98 | 0.96989 | 1.8792 | NoValue | NoValue | NoValue | 0 | 0
[34 empty] | 99 | 0.97019 | 1.8836 | NoValue | NoValue | NoValue | 0 | 0
[34 empty] | 100 | 0.97049 | 1.888 | NoValue | NoValue | NoValue | 0 | 0
[34 empty] | 101 | 0.97077 | 1.8923 | NoValue | NoValue | NoValue | 0 | 0
[34 empty] | 102 | 0.97106 | 1.8966 | NoValue | NoValue | NoValue | 0 | 0
[34 empty] | 103 | 0.97133 | 1.9008 | NoValue | NoValue | NoValue | 0 | 0
[34 empty] | 104 | 0.97161 | 1.9049 | NoValue | NoValue | NoValue | 0 | 0
[34 empty] | 105 | 0.97187 | 1.9091 | NoValue | NoValue | NoValue | 0 | 0
[34 empty] | 106 | 0.97213 | 1.9131 | NoValue | NoValue | NoValue | 0 | 0
[34 empty] | 107 | 0.97239 | 1.9172 | NoValue | NoValue | NoValue | 0 | 0
[34 empty] | 108 | 0.97264 | 1.9211 | NoValue | NoValue | NoValue | 0 | 0
[34 empty] | 109 | 0.97289 | 1.9251 | NoValue | NoValue | NoValue | 0 | 0
[34 empty] | 110 | 0.97313 | 1.929 | NoValue | NoValue | NoValue | 0 | 0
[34 empty] | 111 | 0.97337 | 1.9328 | NoValue | NoValue | NoValue | 0 | 0
[34 empty] | 112 | 0.97361 | 1.9367 | NoValue | NoValue | NoValue | 0 | 0
[34 empty] | 113 | 0.97384 | 1.9404 | NoValue | NoValue | NoValue | 0 | 0
[34 empty] | 114 | 0.97406 | 1.9442 | NoValue | NoValue | NoValue | 0 | 0
[34 empty] | 115 | 0.97429 | 1.9479 | NoValue | NoValue | NoValue | 0 | 0
[34 empty] | 116 | 0.97451 | 1.9516 | NoValue | NoValue | NoValue | 0 | 0
[34 empty] | 117 | 0.97472 | 1.9552 | NoValue | NoValue | NoValue | 0 | 0
[34 empty] | 118 | 0.97493 | 1.9588 | NoValue | NoValue | NoValue | 0 | 0
[34 empty] | 119 | 0.97514 | 1.9624 | NoValue | NoValue | NoValue | 0 | 0
[34 empty] | 120 | 0.97534 | 1.9659 | NoValue | NoValue | NoValue | 0 | 0
Z-Values
99% C.I.
[34 empty] | # samples | percentile | z-value
[34 empty] | 1 | 0.01 | -2.3263
[34 empty] | 2 | 0.1 | -1.2816
[34 empty] | 3 | 0.21544 | -0.78767
[34 empty] | 4 | 0.31623 | -0.47827
[34 empty] | 5 | 0.39811 | -0.25825
[34 empty] | 6 | 0.46416 | -0.089962
[34 empty] | 7 | 0.51795 | 0.045003
[34 empty] | 8 | 0.56234 | 0.15691
[34 empty] | 9 | 0.59948 | 0.25201
[34 empty] | 10 | 0.63096 | 0.33439
[34 empty] | 11 | 0.65793 | 0.40683
[34 empty] | 12 | 0.68129 | 0.47131
[34 empty] | 13 | 0.7017 | 0.52931
[34 empty] | 14 | 0.71969 | 0.58191
[34 empty] | 15 | 0.73564 | 0.62997
[34 empty] | 16 | 0.74989 | 0.67416
[34 empty] | 17 | 0.7627 | 0.71501
[34 empty] | 18 | 0.77426 | 0.75296
[34 empty] | 19 | 0.78476 | 0.78837
[34 empty] | 20 | 0.79433 | 0.82153
[34 empty] | 21 | 0.80309 | 0.85269
[34 empty] | 22 | 0.81113 | 0.88207
[34 empty] | 23 | 0.81855 | 0.90984
[34 empty] | 24 | 0.8254 | 0.93616
[34 empty] | 25 | 0.83176 | 0.96116
[34 empty] | 26 | 0.83768 | 0.98496
[34 empty] | 27 | 0.84319 | 1.0077
[34 empty] | 28 | 0.84834 | 1.0294
[34 empty] | 29 | 0.85317 | 1.0501
[34 empty] | 30 | 0.8577 | 1.07
[34 empty] | 31 | 0.86195 | 1.0891
[34 empty] | 32 | 0.86596 | 1.1075
[34 empty] | 33 | 0.86975 | 1.1252
[34 empty] | 34 | 0.87333 | 1.1423
[34 empty] | 35 | 0.87671 | 1.1587
[34 empty] | 36 | 0.87992 | 1.1746
[34 empty] | 37 | 0.88297 | 1.19
[34 empty] | 38 | 0.88587 | 1.2048
[34 empty] | 39 | 0.88862 | 1.2192
[34 empty] | 40 | 0.89125 | 1.2332
[34 empty] | 41 | 0.89376 | 1.2468
[34 empty] | 42 | 0.89615 | 1.2599
[34 empty] | 43 | 0.89844 | 1.2727
[34 empty] | 44 | 0.90063 | 1.2851
[34 empty] | 45 | 0.90273 | 1.2972
[34 empty] | 46 | 0.90474 | 1.309
[34 empty] | 47 | 0.90666 | 1.3205
[34 empty] | 48 | 0.90852 | 1.3317
[34 empty] | 49 | 0.9103 | 1.3426
[34 empty] | 50 | 0.91201 | 1.3532
[34 empty] | 51 | 0.91366 | 1.3636
[34 empty] | 52 | 0.91525 | 1.3738
[34 empty] | 53 | 0.91678 | 1.3837
[34 empty] | 54 | 0.91825 | 1.3934
[34 empty] | 55 | 0.91968 | 1.4029
[34 empty] | 56 | 0.92106 | 1.4122
[34 empty] | 57 | 0.92239 | 1.4213
[34 empty] | 58 | 0.92367 | 1.4302
[34 empty] | 59 | 0.92491 | 1.4389
[34 empty] | 60 | 0.92612 | 1.4475
[34 empty] | 61 | 0.92728 | 1.4559
[34 empty] | 62 | 0.92841 | 1.4641
[34 empty] | 63 | 0.92951 | 1.4721
[34 empty] | 64 | 0.93057 | 1.4801
[34 empty] | 65 | 0.9316 | 1.4878
[34 empty] | 66 | 0.9326 | 1.4955
[34 empty] | 67 | 0.93358 | 1.503
[34 empty] | 68 | 0.93452 | 1.5103
[34 empty] | 69 | 0.93544 | 1.5176
[34 empty] | 70 | 0.93633 | 1.5247
[34 empty] | 71 | 0.9372 | 1.5317
[34 empty] | 72 | 0.93804 | 1.5385
[34 empty] | 73 | 0.93886 | 1.5453
[34 empty] | 74 | 0.93966 | 1.552
[34 empty] | 75 | 0.94044 | 1.5585
[34 empty] | 76 | 0.9412 | 1.565
[34 empty] | 77 | 0.94195 | 1.5713
[34 empty] | 78 | 0.94267 | 1.5776
[34 empty] | 79 | 0.94337 | 1.5837
[34 empty] | 80 | 0.94406 | 1.5898
[34 empty] | 81 | 0.94473 | 1.5958
[34 empty] | 82 | 0.94539 | 1.6017
[34 empty] | 83 | 0.94603 | 1.6075
[34 empty] | 84 | 0.94665 | 1.6132
[34 empty] | 85 | 0.94726 | 1.6189
[34 empty] | 86 | 0.94786 | 1.6244
[34 empty] | 87 | 0.94844 | 1.6299
[34 empty] | 88 | 0.94901 | 1.6354
[34 empty] | 89 | 0.94957 | 1.6407
[34 empty] | 90 | 0.95012 | 1.646
[34 empty] | 91 | 0.95065 | 1.6512
[34 empty] | 92 | 0.95118 | 1.6564
[34 empty] | 93 | 0.95169 | 1.6614
[34 empty] | 94 | 0.95219 | 1.6665
[34 empty] | 95 | 0.95268 | 1.6714
[34 empty] | 96 | 0.95316 | 1.6763
[34 empty] | 97 | 0.95363 | 1.6812
[34 empty] | 98 | 0.9541 | 1.6859
[34 empty] | 99 | 0.95455 | 1.6907
[34 empty] | 100 | 0.95499 | 1.6953
[34 empty] | 101 | 0.95543 | 1.6999
[34 empty] | 102 | 0.95586 | 1.7045
[34 empty] | 103 | 0.95627 | 1.709
[34 empty] | 104 | 0.95669 | 1.7135
[34 empty] | 105 | 0.95709 | 1.7179
[34 empty] | 106 | 0.95749 | 1.7222
[34 empty] | 107 | 0.95787 | 1.7265
[34 empty] | 108 | 0.95826 | 1.7308
[34 empty] | 109 | 0.95863 | 1.735
[34 empty] | 110 | 0.959 | 1.7392
[34 empty] | 111 | 0.95936 | 1.7433
[34 empty] | 112 | 0.95972 | 1.7474
[34 empty] | 113 | 0.96007 | 1.7514
[34 empty] | 114 | 0.96041 | 1.7555
[34 empty] | 115 | 0.96075 | 1.7594
[34 empty] | 116 | 0.96108 | 1.7633
[34 empty] | 117 | 0.9614 | 1.7672
[34 empty] | 118 | 0.96172 | 1.7711
[34 empty] | 119 | 0.96204 | 1.7749
[34 empty] | 120 | 0.96235 | 1.7786
Note on C8: Use Goodness of Fit tests to determine type of data distribution. E.g. ProUCL. If unknown, enter Lognormal for data sets with no values below reporting limits and enter Delta-Lognormal for data sets with values reported as below reporting limit. For data sets with values below multiple reporting limits, enter Modified Delta-Lognormal and use Optional Procedure for Multi-reporting level.
Note on C12: Enter Reporting Limit in Cell G9. The number will display in Cell H9 with the correct number of significant figures as text. Reporting Limit= Method Detection Limit(MDL) Practical Quantitation Limit (PQL) Reporting Level (RL) Minimum Level (ML) Level Of Detection (LOD) etc.
Note on I12: Value of Reporting Limit with correct number of significant figures
Note on C14: Enter limiting number of Significant Figures into cell to the right. Significant Figures are: 1. When there are no zeros in the number, count all non-zero numbers as significant, e.g. 2.23 and 223=3 sig.figs. 2. When there are zeros: (a) count zeros between other numbers as significant, e.g. 203=3 sig. figs. (b) count zeros to the right of numbers past the decimal point as significant, e.g. 0.0230=3 sig.figs. (c) Don't count zeros to the left of other numbers past the decimal point, e.g. 0.0023 and .023=2 sig. figs. (d) Don't count zeros before the decimal point, e.g. 230 and 2300=2 sig. figs. (Unless those zeros are reported as significant e.g. between other numbers as in 1. above or when the zero is otherwise expressed as significant)
Note on G14: !!!Use a minimum value of 2 Significant Figures!!! A value of 1 may cause errors in final MEC and RWC outputs
Note on G18: Column will display data values in correct number of limiting significant figures identified above.
Note on D20: Jennifer Robinson: 32.8 was used due to this being the max value give in the permit application and 3 samples were analyzed
Note on T27: Enter acute value from WLA or end-of-pipe water quality standard. If no standard applies, leave blank
Note on T34: Enter Chronic value from WLA or end-of-pipe water quality standard. If no standard applies, leave blank
Note on T41: Enter Human Health criteria from WLA or end-of-pipe water quality standard. If no standard applies, leave blank

## Ag 001
| Reasonable Potential Procedure |  |  |  |  | Facility Name: |  | ATK
Permit Number:
[6 empty] | Outfall Number: |  | 001
INSTRUCTIONS: For Effluent Data Sets with a Single Reporting Limit
1. Enter Parameter Name, Distribution Type and Units in Yellow Cells G6,G8 and G10.
|  | Parameter |  | = | Aluminum | [5 empty] | 2. Enter Reporting Limit for ND and Significant Figures in Yellow Cells G12 and G14. (The Reporting Limit will be displayed in the correct number of sgnificant figures in Cell I12.)
|  | Distribution |  | = | Default | [5 empty] | 3. Enter desired Confidence Interval in Cell G16 (95 or 99)
4. Enter Effluent Data Values in Yellow Cells in Column D to the Left. For Non-Detected Values, enter ND or nd in Cell. (The data will be displayed with the correct significant figures in column H.)
|  | Data Units |  | = | ug/L
5. Enter criterion in cells S38(ac), S55(ch), and S72(hh).
|  | Reporting Limit |  | = | 0.0001 |  | 0.000100 |  |  |  | 6.The displays in cells S40, S57 and S74 indicates RP.
|  | Significant Figures |  | = | 3 | [5 empty] | *Instructions For Multi-Reporting Limits: For data sets with non-detected values at multiple reporting limits, enter values >RL in Column D. Enter the reporting limit for each individual value <RL in Yellow Cells L20-L40, e.g. <5, <1; enter 5 in Cell L20, enter 1 in Cell L21.
|  | Confidence Interval |  | = | 99
|  |  | Effluent Data |  | Eff Data (w/correct sig figs) |  |  |  | Multi-Reporting Limits |  | Maximum Effluent Concentration Reported |  |  | = | 12 | ug/L
1 |  |  | 12 |  |  | 12.0 |  |  |  |  | Coefficient of Variation (CV) |  |  | = | 0.600
2 |  |  | 12 |  |  | 12.0
3 |  |  | 12 |  |  | 12.0 |  |  |  |  | RP Multiplier |  |  | = | 1.65
4 |  |  | 12 |  |  | 12.0
5 |  |  | 12 |  |  | 12.0 |  |  |  |  | Projected Maximum Effluent Concentration (MEC) |  |  | = | 19.8 | ug/L
6 |  |  | 12 |  |  | 12.0
7 |  |  | 12 |  |  | 12.0
8 |  |  | 12 |  |  | 12.0 |  |  |  |  | Acute WQBEL Concentration |  | = | 91 | ug/L
9 |  |  | 12 |  |  | 12.0
10 |  |  | 12 |  |  | 12.0
11 |  |  | 12 |  |  | 12.0 |  |  |  |  | Reasonable Potential for Acute Criterion? |  |  | = | NO
12 |  |  | 12 |  |  | 12.0
13 |  |  | 12 |  |  | 12.0
14 |  |  | 12 |  |  | 12.0
15 |  |  | 12 |  |  | 12.0 |  |  |  |  | Chronic WQBEL Concentration |  | = |  | ug/L
16 |  |  | 12 |  |  | 12.0
17 |  |  | 12 |  |  | 12.0
18 |  |  | 12 |  |  | 12.0 |  |  |  |  | Reasonable Potential for Chronic Criterion? |  |  | = | N/A
19 |  |  | 12 |  |  | 12.0
20 |  |  | 12 |  |  | 12.0
21 |  |  | 12 |  |  | 12.0
22 |  |  | 12 |  |  | 12.0 |  |  |  |  | Human Health WQBEL Concentration |  | = |  | ug/L
23 |  |  | 12 |  |  | 12.0
24 |  |  | 12 |  |  | 12.0
25 |  |  | 12 |  |  | 12.0 |  |  |  |  | Reasonable Potential for Human Health Criteria? |  |  | = | N/A
26 |  |  | 12 |  |  | 12.0 |  |  |  | 9.0909
27 |  |  | 12 |  |  | 12.0
28 |  |  | 12 |  |  | 12.0
29 |  |  | 12 |  |  | 12.0
30 |  |  | 12 |  |  | 12.0
31 |  |  | 12 |  |  | 12.0
32 |  |  | 12 |  |  | 12.0
33 |  |  | 12 |  |  | 12.0
34 |  |  | 12 |  |  | 12.0
35 |  |  | 12 |  |  | 12.0
36 |  |  | 12 |  |  | 12.0
37 |  |  | 12 |  |  | 12.0
38 |  |  | 12 |  |  | 12.0
39 |  |  | 12 |  |  | 12.0
40 |  |  | 12 |  |  | 12.0
41 |  |  | 12 |  |  | 12.0
42 |  |  | 12 |  |  | 12.0
43 |  |  | 12 |  |  | 12.0
44 |  |  | 12 |  |  | 12.0
45 |  |  | 12 |  |  | 12.0
46 |  |  | 12 |  |  | 12.0
47 |  |  | 12 |  |  | 12.0
48 |  |  | 12 |  |  | 12.0
49 |  |  | 12 |  |  | 12.0
50 |  |  | 12 |  |  | 12.0
51 |  |  | 12 |  |  | 12.0
52 |  |  | 12 |  |  | 12.0
53 |  |  | 12 |  |  | 12.0
54 |  |  | 12 |  |  | 12.0
55 |  |  | 12 |  |  | 12.0
56 |  |  | 12 |  |  | 12.0
57 |  |  | 12 |  |  | 12.0
58
59
60
61
62
63
64
65
66
67
68
69
70
71
72
73
74
75
76
77
78
79
80
81
82
83
84
85
86
87
88
89
90
91
92
93
94
95
96
97
98
99
100
101
102
103
104
105
106
107
108
109
110
111
112
113
114
115
116
117
118
119
120
[34 empty] | Z-Values |  |  | Natural Logs and Sum of Squares |  |  | Logic Columns |  | Modified Delta Log-Delta Portion
[10 empty] | BOD5 |  | mg/L |  |  |  | delta-lognormal |  |  | lognormal |  |  |  | normal |  |  |  | default |  |  |  | mod.delta-lognormal |  |  |  | 95% C.I. |  | nat log(data)
[10 empty] | TOC |  | ug/L |  |  |  | ND Values | [14 empty] | Multiple ND Values |  |  | # samples | percentile | z-value
[10 empty] | COD |  | mg/kg |  |  | Total Observations = |  | 57 | Total Observations= |  |  | 57 | Total Observations = |  |  | 57 | Total Observations= |  |  | 57 | Total Observations = |  |  | 57 | 1 | 0.05 | -1.6449 | 2.4849 | 7.8886e-31 | 0 | 12 | 12 | 57 | 0 | 0
[10 empty] | Fecal coliform |  | ug/kg | [17 empty] | Non-Detects = |  |  | 0 | 2 | 0.22361 | -0.76007 | 2.4849 | 7.8886e-31 | 0 | 12 | 12 |  | 0 | 0
[10 empty] | Toxicity(WET) |  | TU (tox units) |  |  | Non-Detects = |  | 0 | [16 empty] | 3 | 0.3684 | -0.33609 | 2.4849 | 7.8886e-31 | 0 | 12 | 12 |  | 0 | 0
[10 empty] | Ammonia-N |  | NTU | [18 empty] | E(XD) |  | #DIV/0! | 4 | 0.47287 | -0.068055 | 2.4849 | 7.8886e-31 | 0 | 12 | 12 |  | 0 | 0
[10 empty] | TDS |  | color units |  |  | Lognormal Mean = |  | 2.4849 | [13 empty] | VAR(XD) |  | #DIV/0! | 5 | 0.54928 | 0.12384 | 2.4849 | 7.8886e-31 | 0 | 12 | 12 |  | 0 | 0
[10 empty] | TAH |  | #/100 mL | [18 empty] | ∂ |  | 0 | 6 | 0.60696 | 0.27141 | 2.4849 | 7.8886e-31 | 0 | 12 | 12 |  | 0 | 0
[10 empty] | TAqH |  |  |  |  | Lognormal Variance = |  | 8.0295e-31 | Lognormal Mean = |  |  | 2.4849 | Normal Mean = |  |  | 12 | [8 empty] | 7 | 0.65184 | 0.39028 | 2.4849 | 7.8886e-31 | 0 | 12 | 12 |  | 0 | 0
[10 empty] | Color | [20 empty] | µ |  | 2.4849 | 8 | 0.68766 | 0.48922 | 2.4849 | 7.8886e-31 | 0 | 12 | 12 |  | 0 | 0
[10 empty] | Turbidity |  |  |  |  | Delta-Log Daily Avg = |  | 12 | Lognormal Variance = |  |  | 8.0295e-31 | Normal Variance = |  |  | 0 | [5 empty] | σ2 |  | 8.0295e-31 | 9 | 0.71687 | 0.57357 | 2.4849 | 7.8886e-31 | 0 | 12 | 12 |  | 0 | 0
[10 empty] | Aluminum | [20 empty] | E(Xc) |  | 12 | 10 | 0.74113 | 0.64685 | 2.4849 | 7.8886e-31 | 0 | 12 | 12 |  | 0 | 0
[10 empty] | Antimony |  |  |  |  | Delta-Log Variance = |  | 0 | Lognormal Daily Avg = |  |  | 3.4641 | [9 empty] | VAR(Xc) |  | 0 | 11 | 0.7616 | 0.71145 | 2.4849 | 7.8886e-31 | 0 | 12 | 12 |  | 0 | 0
[10 empty] | Arsenic |  | Lognormal | [21 empty] | 12 | 0.77908 | 0.76908 | 2.4849 | 7.8886e-31 | 0 | 12 | 12 |  | 0 | 0
[10 empty] | Barium |  | Normal |  |  | Coefficient of Variation= |  | 0 | Coefficient of Variation= |  |  | 0 | Coefficient of Variation= |  |  | 0 | Coefficient of Variation= |  |  | 0.6 |  | E(U) |  | #DIV/0! | 13 | 0.79418 | 0.82102 | 2.4849 | 7.8886e-31 | 0 | 12 | 12 |  | 0 | 0
[10 empty] | Beryllium |  | Delta-Lognormal | [18 empty] | VAR(U) |  | #DIV/0! | 14 | 0.80736 | 0.86822 | 2.4849 | 7.8886e-31 | 0 | 12 | 12 |  | 0 | 0
[10 empty] | Cadmium |  | Modified Delta-Lognormal | [17 empty] | Coefficient of Variation= |  |  | #DIV/0! | 15 | 0.81896 | 0.91142 | 2.4849 | 7.8886e-31 | 0 | 12 | 12 |  | 0 | 0
[10 empty] | Chromium (Total) |  | Default | [21 empty] | 16 | 0.82925 | 0.95121 | 2.4849 | 7.8886e-31 | 0 | 12 | 12 |  | 0 | 0
[10 empty] | Chromium (3+) |  |  |  |  | RP Multiplier= |  | 1 | RP Multiplier= |  |  | 1 | RP Multiplier= |  |  | 1 | RP Multiplier= |  |  | 1.6515 | RP Multiplier= |  |  | #DIV/0! | 17 | 0.83843 | 0.98804 | 2.4849 | 7.8886e-31 | 0 | 12 | 12 |  | 0 | 0
[10 empty] | Chromium (6+) |  | 95 | [21 empty] | 18 | 0.84668 | 1.0223 | 2.4849 | 7.8886e-31 | 0 | 12 | 12 |  | 0 | 0
[10 empty] | Cobalt |  | 99 |  |  | Maximum Eff. Conc. |  | 12 | Maximum Eff. Conc. |  |  | 12 | Maximum Eff Con = |  |  | 12 | Maximum Eff. Conc. |  |  | 19.8177 | Maximum Eff. Conc. |  |  | #DIV/0! | 19 | 0.85413 | 1.0543 | 2.4849 | 7.8886e-31 | 0 | 12 | 12 |  | 0 | 0
[10 empty] | Copper | [23 empty] | 20 | 0.86089 | 1.0843 | 2.4849 | 7.8886e-31 | 0 | 12 | 12 |  | 0 | 0
[10 empty] | Cyanide (Total) |  | gpd |  |  |  |  | 2.485 |  |  |  | 2.485 |  |  |  | 12 | [7 empty] | #DIV/0! | 21 | 0.86705 | 1.1126 | 2.4849 | 7.8886e-31 | 0 | 12 | 12
[10 empty] | Cyanide (WAD) |  | gpm | [20 empty] | #DIV/0! | 22 | 0.87269 | 1.1392 | 2.4849 | 7.8886e-31 | 0 | 12 | 12
[10 empty] | Iron |  | MGD |  |  |  | Significant Figures | 8.029e-31 |  |  | Significant Figures | 8.029e-31 |  |  | Significant Figures | #NUM! |  |  | Significant Figures |  |  |  | Significant Figures | #NUM! | 23 | 0.87788 | 1.1644 | 2.4849 | 7.8886e-31 | 0 | 12 | 12
[10 empty] | Lead |  | cfs |  |  |  | for Statistical |  |  |  | for Statistical |  |  |  | for Statistical |  |  |  | for Statistical |  |  |  | for Statistical | 2.485 | 24 | 0.88265 | 1.1884 | 2.4849 | 7.8886e-31 | 0 | 12 | 12
[10 empty] | Magnesium | [5 empty] | Calculations | 12 |  |  | Calculations | 3.464 |  |  | Calculations |  |  |  | Calculations |  |  |  | Calculations | 8.029e-31 | 25 | 0.88707 | 1.2111 | 2.4849 | 7.8886e-31 | 0 | 12 | 12
[10 empty] | Manganese |  | 0 | [20 empty] | 12 | 26 | 0.89117 | 1.2328 | 2.4849 | 7.8886e-31 | 0 | 12 | 12
[10 empty] | Mercury | [6 empty] | #NUM! |  |  |  | #NUM! |  |  |  | #NUM! | [7 empty] | #NUM! | 27 | 0.89498 | 1.2535 | 2.4849 | 7.8886e-31 | 0 | 12 | 12
[10 empty] | Molybdenum | [22 empty] | #DIV/0! | 28 | 0.89853 | 1.2732 | 2.4849 | 7.8886e-31 | 0 | 12 | 12
[10 empty] | Nickel | [6 empty] | #NUM! | [15 empty] | #DIV/0! | 29 | 0.90186 | 1.2922 | 2.4849 | 7.8886e-31 | 0 | 12 | 12
[10 empty] | Selenium | [22 empty] | #DIV/0! | 30 | 0.90497 | 1.3104 | 2.4849 | 7.8886e-31 | 0 | 12 | 12
[10 empty] | Silver | [6 empty] | 1 |  |  |  | 1 |  |  |  | 1 |  |  |  | 1.651 |  |  |  | #DIV/0! | 31 | 0.90789 | 1.3278 | 2.4849 | 7.8886e-31 | 0 | 12 | 12
[10 empty] | Thallium | [23 empty] | 32 | 0.91063 | 1.3447 | 2.4849 | 7.8886e-31 | 0 | 12 | 12
[10 empty] | Tin | [6 empty] | 12 |  |  |  | 12 |  |  |  | 12 |  |  |  | 19.8 |  |  |  | #DIV/0! | 33 | 0.91322 | 1.3608 | 2.4849 | 7.8886e-31 | 0 | 12 | 12
[10 empty] | Titanium | [23 empty] | 34 | 0.91566 | 1.3765 | 2.4849 | 7.8886e-31 | 0 | 12 | 12
[10 empty] | Vanadium |  | Tan Boxes to the right contain the TSD Chapter 3 rp multipliers, z-values and maximum effluent concentration (MEC) calculation formulas. |  |  |  | 1.4213 | 1.421 |  |  | 1.4213 | 1.421 |  |  | 1.4213 | 1.421 |  |  | 1.4213 | 1.421 |  |  | 1.4213 | 1.421 | 35 | 0.91797 | 1.3915 | 2.4849 | 7.8886e-31 | 0 | 12 | 12
[10 empty] | Zinc | [23 empty] | 36 | 0.92015 | 1.4061 | 2.4849 | 7.8886e-31 | 0 | 12 | 12
[16 empty] | 12 |  |  |  | 12 |  |  |  | 12 |  |  |  | 12 |  |  |  | 12 |  | 37 | 0.92223 | 1.4202 | 2.4849 | 7.8886e-31 | 0 | 12 | 12
[10 empty] | Benzene | [23 empty] | 38 | 0.92419 | 1.4338 | 2.4849 | 7.8886e-31 | 0 | 12 | 12
[10 empty] | Ethyl Benzene | [5 empty] | 0 | #NUM! |  |  | 0 | #NUM! |  |  | 0 | #NUM! |  |  | 0.30748 | 0.3075 |  |  | #DIV/0! | #DIV/0! | 39 | 0.92606 | 1.4471 | 2.4849 | 7.8886e-31 | 0 | 12 | 12
[10 empty] | Toluene | [23 empty] | 40 | 0.92784 | 1.4599 | 2.4849 | 7.8886e-31 | 0 | 12 | 12
[10 empty] | Xylenes | [5 empty] | 0 | #NUM! |  |  | 0 | #NUM! |  |  | 0 | #NUM! |  |  | 0.55451 | 0.5545 |  |  | #DIV/0! | #DIV/0! | 41 | 0.92954 | 1.4724 | 2.4849 | 7.8886e-31 | 0 | 12 | 12
[10 empty] | Phenol | [23 empty] | 42 | 0.93116 | 1.4845 | 2.4849 | 7.8886e-31 | 0 | 12 | 12
[30 empty] | Logic Arguments for Final MEC and CV |  | 19.8 | 19.8 | 43 | 0.9327 | 1.4962 | 2.4849 | 7.8886e-31 | 0 | 12 | 12
[10 empty] | Sulfate | [23 empty] | 44 | 0.93418 | 1.5077 | 2.4849 | 7.8886e-31 | 0 | 12 | 12
[10 empty] | Nitrate | [21 empty] | 0.6 | 0.6 | 45 | 0.9356 | 1.5188 | 2.4849 | 7.8886e-31 | 0 | 12 | 12
[10 empty] | Nitrite | [23 empty] | 46 | 0.93695 | 1.5297 | 2.4849 | 7.8886e-31 | 0 | 12 | 12
[10 empty] | Chloride | [23 empty] | 47 | 0.93825 | 1.5402 | 2.4849 | 7.8886e-31 | 0 | 12 | 12
[10 empty] | Fluoride |  | Mass balance for Acute Aquatic life RWC & Correction for Significant figures |  |  |  | 19.8 | [13 empty] | Logic RPM |  | 1.651 |  | 48 | 0.9395 | 1.5506 | 2.4849 | 7.8886e-31 | 0 | 12 | 12
[17 empty] | 19.8 | [16 empty] | 49 | 0.94069 | 1.5606 | 2.4849 | 7.8886e-31 | 0 | 12 | 12
[10 empty] | Boron | [23 empty] | 50 | 0.94184 | 1.5705 | 2.4849 | 7.8886e-31 | 0 | 12 | 12
[10 empty] | Calcium | [23 empty] | 51 | 0.94295 | 1.58 | 2.4849 | 7.8886e-31 | 0 | 12 | 12
[10 empty] | Phosphorous |  | Mass balance for Chronic Aquatic life RWC & Correction for Significant figures |  |  |  | 19.8 | [17 empty] | 52 | 0.94402 | 1.5894 | 2.4849 | 7.8886e-31 | 0 | 12 | 12
[10 empty] | Sodium | [6 empty] | 19.8 | [16 empty] | 53 | 0.94504 | 1.5986 | 2.4849 | 7.8886e-31 | 0 | 12 | 12
[10 empty] | Total Kjeldahl Nitrogen | [23 empty] | 54 | 0.94603 | 1.6076 | 2.4849 | 7.8886e-31 | 0 | 12 | 12
[10 empty] | Total Residual Chlorine | [23 empty] | 55 | 0.94699 | 1.6163 | 2.4849 | 7.8886e-31 | 0 | 12 | 12
[12 empty] | Mass balance for Human Health RWC & Correction for Significant figures |  |  |  | 19.8 | [17 empty] | 56 | 0.94791 | 1.6249 | 2.4849 | 7.8886e-31 | 0 | 12 | 12
[17 empty] | 19.8 | [16 empty] | 57 | 0.9488 | 1.6333 | 2.4849 | 7.8886e-31 | 0 | 12 | 12
[34 empty] | 58 | 0.94966 | 1.6416 | NoValue | NoValue | NoValue | 0 | 0
[34 empty] | 59 | 0.95049 | 1.6496 | NoValue | NoValue | NoValue | 0 | 0
[34 empty] | 60 | 0.9513 | 1.6576 | NoValue | NoValue | NoValue | 0 | 0
[34 empty] | 61 | 0.95208 | 1.6653 | NoValue | NoValue | NoValue | 0 | 0
[34 empty] | 62 | 0.95283 | 1.6729 | NoValue | NoValue | NoValue | 0 | 0
[34 empty] | 63 | 0.95356 | 1.6804 | NoValue | NoValue | NoValue | 0 | 0
[34 empty] | 64 | 0.95427 | 1.6877 | NoValue | NoValue | NoValue | 0 | 0
[34 empty] | 65 | 0.95496 | 1.695 | NoValue | NoValue | NoValue | 0 | 0
[34 empty] | 66 | 0.95562 | 1.702 | NoValue | NoValue | NoValue | 0 | 0
[34 empty] | 67 | 0.95627 | 1.709 | NoValue | NoValue | NoValue | 0 | 0
[34 empty] | 68 | 0.9569 | 1.7158 | NoValue | NoValue | NoValue | 0 | 0
[34 empty] | 69 | 0.95751 | 1.7225 | NoValue | NoValue | NoValue | 0 | 0
[34 empty] | 70 | 0.95811 | 1.7291 | NoValue | NoValue | NoValue | 0 | 0
[34 empty] | 71 | 0.95868 | 1.7356 | NoValue | NoValue | NoValue | 0 | 0
[34 empty] | 72 | 0.95925 | 1.742 | NoValue | NoValue | NoValue | 0 | 0
[34 empty] | 73 | 0.95979 | 1.7483 | NoValue | NoValue | NoValue | 0 | 0
[34 empty] | 74 | 0.96033 | 1.7545 | NoValue | NoValue | NoValue | 0 | 0
[34 empty] | 75 | 0.96084 | 1.7606 | NoValue | NoValue | NoValue | 0 | 0
[34 empty] | 76 | 0.96135 | 1.7666 | NoValue | NoValue | NoValue | 0 | 0
[34 empty] | 77 | 0.96184 | 1.7725 | NoValue | NoValue | NoValue | 0 | 0
[34 empty] | 78 | 0.96232 | 1.7783 | NoValue | NoValue | NoValue | 0 | 0
[34 empty] | 79 | 0.96279 | 1.784 | NoValue | NoValue | NoValue | 0 | 0
[34 empty] | 80 | 0.96325 | 1.7897 | NoValue | NoValue | NoValue | 0 | 0
[34 empty] | 81 | 0.96369 | 1.7952 | NoValue | NoValue | NoValue | 0 | 0
[34 empty] | 82 | 0.96413 | 1.8007 | NoValue | NoValue | NoValue | 0 | 0
[34 empty] | 83 | 0.96455 | 1.8061 | NoValue | NoValue | NoValue | 0 | 0
[34 empty] | 84 | 0.96496 | 1.8115 | NoValue | NoValue | NoValue | 0 | 0
[34 empty] | 85 | 0.96537 | 1.8167 | NoValue | NoValue | NoValue | 0 | 0
[34 empty] | 86 | 0.96577 | 1.8219 | NoValue | NoValue | NoValue | 0 | 0
[34 empty] | 87 | 0.96615 | 1.827 | NoValue | NoValue | NoValue | 0 | 0
[34 empty] | 88 | 0.96653 | 1.8321 | NoValue | NoValue | NoValue | 0 | 0
[34 empty] | 89 | 0.9669 | 1.8371 | NoValue | NoValue | NoValue | 0 | 0
[34 empty] | 90 | 0.96726 | 1.842 | NoValue | NoValue | NoValue | 0 | 0
[34 empty] | 91 | 0.96762 | 1.8469 | NoValue | NoValue | NoValue | 0 | 0
[34 empty] | 92 | 0.96796 | 1.8517 | NoValue | NoValue | NoValue | 0 | 0
[34 empty] | 93 | 0.9683 | 1.8564 | NoValue | NoValue | NoValue | 0 | 0
[34 empty] | 94 | 0.96863 | 1.8611 | NoValue | NoValue | NoValue | 0 | 0
[34 empty] | 95 | 0.96896 | 1.8657 | NoValue | NoValue | NoValue | 0 | 0
[34 empty] | 96 | 0.96928 | 1.8703 | NoValue | NoValue | NoValue | 0 | 0
[34 empty] | 97 | 0.96959 | 1.8748 | NoValue | NoValue | NoValue | 0 | 0
[34 empty] | 98 | 0.96989 | 1.8792 | NoValue | NoValue | NoValue | 0 | 0
[34 empty] | 99 | 0.97019 | 1.8836 | NoValue | NoValue | NoValue | 0 | 0
[34 empty] | 100 | 0.97049 | 1.888 | NoValue | NoValue | NoValue | 0 | 0
[34 empty] | 101 | 0.97077 | 1.8923 | NoValue | NoValue | NoValue | 0 | 0
[34 empty] | 102 | 0.97106 | 1.8966 | NoValue | NoValue | NoValue | 0 | 0
[34 empty] | 103 | 0.97133 | 1.9008 | NoValue | NoValue | NoValue | 0 | 0
[34 empty] | 104 | 0.97161 | 1.9049 | NoValue | NoValue | NoValue | 0 | 0
[34 empty] | 105 | 0.97187 | 1.9091 | NoValue | NoValue | NoValue | 0 | 0
[34 empty] | 106 | 0.97213 | 1.9131 | NoValue | NoValue | NoValue | 0 | 0
[34 empty] | 107 | 0.97239 | 1.9172 | NoValue | NoValue | NoValue | 0 | 0
[34 empty] | 108 | 0.97264 | 1.9211 | NoValue | NoValue | NoValue | 0 | 0
[34 empty] | 109 | 0.97289 | 1.9251 | NoValue | NoValue | NoValue | 0 | 0
[34 empty] | 110 | 0.97313 | 1.929 | NoValue | NoValue | NoValue | 0 | 0
[34 empty] | 111 | 0.97337 | 1.9328 | NoValue | NoValue | NoValue | 0 | 0
[34 empty] | 112 | 0.97361 | 1.9367 | NoValue | NoValue | NoValue | 0 | 0
[34 empty] | 113 | 0.97384 | 1.9404 | NoValue | NoValue | NoValue | 0 | 0
[34 empty] | 114 | 0.97406 | 1.9442 | NoValue | NoValue | NoValue | 0 | 0
[34 empty] | 115 | 0.97429 | 1.9479 | NoValue | NoValue | NoValue | 0 | 0
[34 empty] | 116 | 0.97451 | 1.9516 | NoValue | NoValue | NoValue | 0 | 0
[34 empty] | 117 | 0.97472 | 1.9552 | NoValue | NoValue | NoValue | 0 | 0
[34 empty] | 118 | 0.97493 | 1.9588 | NoValue | NoValue | NoValue | 0 | 0
[34 empty] | 119 | 0.97514 | 1.9624 | NoValue | NoValue | NoValue | 0 | 0
[34 empty] | 120 | 0.97534 | 1.9659 | NoValue | NoValue | NoValue | 0 | 0
Z-Values
99% C.I.
[34 empty] | # samples | percentile | z-value
[34 empty] | 1 | 0.01 | -2.3263
[34 empty] | 2 | 0.1 | -1.2816
[34 empty] | 3 | 0.21544 | -0.78767
[34 empty] | 4 | 0.31623 | -0.47827
[34 empty] | 5 | 0.39811 | -0.25825
[34 empty] | 6 | 0.46416 | -0.089962
[34 empty] | 7 | 0.51795 | 0.045003
[34 empty] | 8 | 0.56234 | 0.15691
[34 empty] | 9 | 0.59948 | 0.25201
[34 empty] | 10 | 0.63096 | 0.33439
[34 empty] | 11 | 0.65793 | 0.40683
[34 empty] | 12 | 0.68129 | 0.47131
[34 empty] | 13 | 0.7017 | 0.52931
[34 empty] | 14 | 0.71969 | 0.58191
[34 empty] | 15 | 0.73564 | 0.62997
[34 empty] | 16 | 0.74989 | 0.67416
[34 empty] | 17 | 0.7627 | 0.71501
[34 empty] | 18 | 0.77426 | 0.75296
[34 empty] | 19 | 0.78476 | 0.78837
[34 empty] | 20 | 0.79433 | 0.82153
[34 empty] | 21 | 0.80309 | 0.85269
[34 empty] | 22 | 0.81113 | 0.88207
[34 empty] | 23 | 0.81855 | 0.90984
[34 empty] | 24 | 0.8254 | 0.93616
[34 empty] | 25 | 0.83176 | 0.96116
[34 empty] | 26 | 0.83768 | 0.98496
[34 empty] | 27 | 0.84319 | 1.0077
[34 empty] | 28 | 0.84834 | 1.0294
[34 empty] | 29 | 0.85317 | 1.0501
[34 empty] | 30 | 0.8577 | 1.07
[34 empty] | 31 | 0.86195 | 1.0891
[34 empty] | 32 | 0.86596 | 1.1075
[34 empty] | 33 | 0.86975 | 1.1252
[34 empty] | 34 | 0.87333 | 1.1423
[34 empty] | 35 | 0.87671 | 1.1587
[34 empty] | 36 | 0.87992 | 1.1746
[34 empty] | 37 | 0.88297 | 1.19
[34 empty] | 38 | 0.88587 | 1.2048
[34 empty] | 39 | 0.88862 | 1.2192
[34 empty] | 40 | 0.89125 | 1.2332
[34 empty] | 41 | 0.89376 | 1.2468
[34 empty] | 42 | 0.89615 | 1.2599
[34 empty] | 43 | 0.89844 | 1.2727
[34 empty] | 44 | 0.90063 | 1.2851
[34 empty] | 45 | 0.90273 | 1.2972
[34 empty] | 46 | 0.90474 | 1.309
[34 empty] | 47 | 0.90666 | 1.3205
[34 empty] | 48 | 0.90852 | 1.3317
[34 empty] | 49 | 0.9103 | 1.3426
[34 empty] | 50 | 0.91201 | 1.3532
[34 empty] | 51 | 0.91366 | 1.3636
[34 empty] | 52 | 0.91525 | 1.3738
[34 empty] | 53 | 0.91678 | 1.3837
[34 empty] | 54 | 0.91825 | 1.3934
[34 empty] | 55 | 0.91968 | 1.4029
[34 empty] | 56 | 0.92106 | 1.4122
[34 empty] | 57 | 0.92239 | 1.4213
[34 empty] | 58 | 0.92367 | 1.4302
[34 empty] | 59 | 0.92491 | 1.4389
[34 empty] | 60 | 0.92612 | 1.4475
[34 empty] | 61 | 0.92728 | 1.4559
[34 empty] | 62 | 0.92841 | 1.4641
[34 empty] | 63 | 0.92951 | 1.4721
[34 empty] | 64 | 0.93057 | 1.4801
[34 empty] | 65 | 0.9316 | 1.4878
[34 empty] | 66 | 0.9326 | 1.4955
[34 empty] | 67 | 0.93358 | 1.503
[34 empty] | 68 | 0.93452 | 1.5103
[34 empty] | 69 | 0.93544 | 1.5176
[34 empty] | 70 | 0.93633 | 1.5247
[34 empty] | 71 | 0.9372 | 1.5317
[34 empty] | 72 | 0.93804 | 1.5385
[34 empty] | 73 | 0.93886 | 1.5453
[34 empty] | 74 | 0.93966 | 1.552
[34 empty] | 75 | 0.94044 | 1.5585
[34 empty] | 76 | 0.9412 | 1.565
[34 empty] | 77 | 0.94195 | 1.5713
[34 empty] | 78 | 0.94267 | 1.5776
[34 empty] | 79 | 0.94337 | 1.5837
[34 empty] | 80 | 0.94406 | 1.5898
[34 empty] | 81 | 0.94473 | 1.5958
[34 empty] | 82 | 0.94539 | 1.6017
[34 empty] | 83 | 0.94603 | 1.6075
[34 empty] | 84 | 0.94665 | 1.6132
[34 empty] | 85 | 0.94726 | 1.6189
[34 empty] | 86 | 0.94786 | 1.6244
[34 empty] | 87 | 0.94844 | 1.6299
[34 empty] | 88 | 0.94901 | 1.6354
[34 empty] | 89 | 0.94957 | 1.6407
[34 empty] | 90 | 0.95012 | 1.646
[34 empty] | 91 | 0.95065 | 1.6512
[34 empty] | 92 | 0.95118 | 1.6564
[34 empty] | 93 | 0.95169 | 1.6614
[34 empty] | 94 | 0.95219 | 1.6665
[34 empty] | 95 | 0.95268 | 1.6714
[34 empty] | 96 | 0.95316 | 1.6763
[34 empty] | 97 | 0.95363 | 1.6812
[34 empty] | 98 | 0.9541 | 1.6859
[34 empty] | 99 | 0.95455 | 1.6907
[34 empty] | 100 | 0.95499 | 1.6953
[34 empty] | 101 | 0.95543 | 1.6999
[34 empty] | 102 | 0.95586 | 1.7045
[34 empty] | 103 | 0.95627 | 1.709
[34 empty] | 104 | 0.95669 | 1.7135
[34 empty] | 105 | 0.95709 | 1.7179
[34 empty] | 106 | 0.95749 | 1.7222
[34 empty] | 107 | 0.95787 | 1.7265
[34 empty] | 108 | 0.95826 | 1.7308
[34 empty] | 109 | 0.95863 | 1.735
[34 empty] | 110 | 0.959 | 1.7392
[34 empty] | 111 | 0.95936 | 1.7433
[34 empty] | 112 | 0.95972 | 1.7474
[34 empty] | 113 | 0.96007 | 1.7514
[34 empty] | 114 | 0.96041 | 1.7555
[34 empty] | 115 | 0.96075 | 1.7594
[34 empty] | 116 | 0.96108 | 1.7633
[34 empty] | 117 | 0.9614 | 1.7672
[34 empty] | 118 | 0.96172 | 1.7711
[34 empty] | 119 | 0.96204 | 1.7749
[34 empty] | 120 | 0.96235 | 1.7786
Note on C8: Use Goodness of Fit tests to determine type of data distribution. E.g. ProUCL. If unknown, enter Lognormal for data sets with no values below reporting limits and enter Delta-Lognormal for data sets with values reported as below reporting limit. For data sets with values below multiple reporting limits, enter Modified Delta-Lognormal and use Optional Procedure for Multi-reporting level.
Note on C12: Enter Reporting Limit in Cell G9. The number will display in Cell H9 with the correct number of significant figures as text. Reporting Limit= Method Detection Limit(MDL) Practical Quantitation Limit (PQL) Reporting Level (RL) Minimum Level (ML) Level Of Detection (LOD) etc.
Note on I12: Value of Reporting Limit with correct number of significant figures
Note on C14: Enter limiting number of Significant Figures into cell to the right. Significant Figures are: 1. When there are no zeros in the number, count all non-zero numbers as significant, e.g. 2.23 and 223=3 sig.figs. 2. When there are zeros: (a) count zeros between other numbers as significant, e.g. 203=3 sig. figs. (b) count zeros to the right of numbers past the decimal point as significant, e.g. 0.0230=3 sig.figs. (c) Don't count zeros to the left of other numbers past the decimal point, e.g. 0.0023 and .023=2 sig. figs. (d) Don't count zeros before the decimal point, e.g. 230 and 2300=2 sig. figs. (Unless those zeros are reported as significant e.g. between other numbers as in 1. above or when the zero is otherwise expressed as significant)
Note on G14: !!!Use a minimum value of 2 Significant Figures!!! A value of 1 may cause errors in final MEC and RWC outputs
Note on G18: Column will display data values in correct number of limiting significant figures identified above.
Note on D20: Jennifer Robinson: 12 was used due to this being the max value give in the permit application and 57 samples were analyzed
Note on T27: Enter acute value from WLA or end-of-pipe water quality standard. If no standard applies, leave blank
Note on T34: Enter Chronic value from WLA or end-of-pipe water quality standard. If no standard applies, leave blank
Note on T41: Enter Human Health criteria from WLA or end-of-pipe water quality standard. If no standard applies, leave blank

## Ag 002
| Reasonable Potential Procedure |  |  |  |  | Facility Name: |  | ATK
Permit Number:
[6 empty] | Outfall Number: |  | 001
INSTRUCTIONS: For Effluent Data Sets with a Single Reporting Limit
1. Enter Parameter Name, Distribution Type and Units in Yellow Cells G6,G8 and G10.
|  | Parameter |  | = | Aluminum | [5 empty] | 2. Enter Reporting Limit for ND and Significant Figures in Yellow Cells G12 and G14. (The Reporting Limit will be displayed in the correct number of sgnificant figures in Cell I12.)
|  | Distribution |  | = | Default | [5 empty] | 3. Enter desired Confidence Interval in Cell G16 (95 or 99)
4. Enter Effluent Data Values in Yellow Cells in Column D to the Left. For Non-Detected Values, enter ND or nd in Cell. (The data will be displayed with the correct significant figures in column H.)
|  | Data Units |  | = | ug/L
5. Enter criterion in cells S38(ac), S55(ch), and S72(hh).
|  | Reporting Limit |  | = | 0.0001 |  | 0.000100 |  |  |  | 6.The displays in cells S40, S57 and S74 indicates RP.
|  | Significant Figures |  | = | 3 | [5 empty] | *Instructions For Multi-Reporting Limits: For data sets with non-detected values at multiple reporting limits, enter values >RL in Column D. Enter the reporting limit for each individual value <RL in Yellow Cells L20-L40, e.g. <5, <1; enter 5 in Cell L20, enter 1 in Cell L21.
|  | Confidence Interval |  | = | 99
|  |  | Effluent Data |  | Eff Data (w/correct sig figs) |  |  |  | Multi-Reporting Limits |  | Maximum Effluent Concentration Reported |  |  | = | 17 | ug/L
1 |  |  | 17 |  |  | 17.0 |  |  |  |  | Coefficient of Variation (CV) |  |  | = | 0.600
2 |  |  | 17 |  |  | 17.0
3 |  |  | 17 |  |  | 17.0 |  |  |  |  | RP Multiplier |  |  | = | 1.65
4 |  |  | 17 |  |  | 17.0
5 |  |  | 17 |  |  | 17.0 |  |  |  |  | Projected Maximum Effluent Concentration (MEC) |  |  | = | 28.1 | ug/L
6 |  |  | 17 |  |  | 17.0
7 |  |  | 17 |  |  | 17.0
8 |  |  | 17 |  |  | 17.0 |  |  |  |  | Acute WQBEL Concentration |  | = | 91 | ug/L
9 |  |  | 17 |  |  | 17.0
10 |  |  | 17 |  |  | 17.0
11 |  |  | 17 |  |  | 17.0 |  |  |  |  | Reasonable Potential for Acute Criterion? |  |  | = | NO
12 |  |  | 17 |  |  | 17.0
13 |  |  | 17 |  |  | 17.0
14 |  |  | 17 |  |  | 17.0
15 |  |  | 17 |  |  | 17.0 |  |  |  |  | Chronic WQBEL Concentration |  | = |  | ug/L
16 |  |  | 17 |  |  | 17.0
17 |  |  | 17 |  |  | 17.0
18 |  |  | 17 |  |  | 17.0 |  |  |  |  | Reasonable Potential for Chronic Criterion? |  |  | = | N/A
19 |  |  | 17 |  |  | 17.0
20 |  |  | 17 |  |  | 17.0
21 |  |  | 17 |  |  | 17.0
22 |  |  | 17 |  |  | 17.0 |  |  |  |  | Human Health WQBEL Concentration |  | = |  | ug/L
23 |  |  | 17 |  |  | 17.0
24 |  |  | 17 |  |  | 17.0
25 |  |  | 17 |  |  | 17.0 |  |  |  |  | Reasonable Potential for Human Health Criteria? |  |  | = | N/A
26 |  |  | 17 |  |  | 17.0 |  |  |  | 9.0909
27 |  |  | 17 |  |  | 17.0
28 |  |  | 17 |  |  | 17.0
29 |  |  | 17 |  |  | 17.0
30 |  |  | 17 |  |  | 17.0
31 |  |  | 17 |  |  | 17.0
32 |  |  | 17 |  |  | 17.0
33 |  |  | 17 |  |  | 17.0
34 |  |  | 17 |  |  | 17.0
35 |  |  | 17 |  |  | 17.0
36 |  |  | 17 |  |  | 17.0
37 |  |  | 17 |  |  | 17.0
38 |  |  | 17 |  |  | 17.0
39 |  |  | 17 |  |  | 17.0
40 |  |  | 17 |  |  | 17.0
41 |  |  | 17 |  |  | 17.0
42 |  |  | 17 |  |  | 17.0
43 |  |  | 17 |  |  | 17.0
44 |  |  | 17 |  |  | 17.0
45 |  |  | 17 |  |  | 17.0
46 |  |  | 17 |  |  | 17.0
47 |  |  | 17 |  |  | 17.0
48 |  |  | 17 |  |  | 17.0
49 |  |  | 17 |  |  | 17.0
50 |  |  | 17 |  |  | 17.0
51 |  |  | 17 |  |  | 17.0
52 |  |  | 17 |  |  | 17.0
53 |  |  | 17 |  |  | 17.0
54 |  |  | 17 |  |  | 17.0
55 |  |  | 17 |  |  | 17.0
56 |  |  | 17 |  |  | 17.0
57 |  |  | 17 |  |  | 17.0
58
59
60
61
62
63
64
65
66
67
68
69
70
71
72
73
74
75
76
77
78
79
80
81
82
83
84
85
86
87
88
89
90
91
92
93
94
95
96
97
98
99
100
101
102
103
104
105
106
107
108
109
110
111
112
113
114
115
116
117
118
119
120
[34 empty] | Z-Values |  |  | Natural Logs and Sum of Squares |  |  | Logic Columns |  | Modified Delta Log-Delta Portion
[10 empty] | BOD5 |  | mg/L |  |  |  | delta-lognormal |  |  | lognormal |  |  |  | normal |  |  |  | default |  |  |  | mod.delta-lognormal |  |  |  | 95% C.I. |  | nat log(data)
[10 empty] | TOC |  | ug/L |  |  |  | ND Values | [14 empty] | Multiple ND Values |  |  | # samples | percentile | z-value
[10 empty] | COD |  | mg/kg |  |  | Total Observations = |  | 57 | Total Observations= |  |  | 57 | Total Observations = |  |  | 57 | Total Observations= |  |  | 57 | Total Observations = |  |  | 57 | 1 | 0.05 | -1.6449 | 2.8332 | 3.1554e-30 | 0 | 17 | 17 | 57 | 0 | 0
[10 empty] | Fecal coliform |  | ug/kg | [17 empty] | Non-Detects = |  |  | 0 | 2 | 0.22361 | -0.76007 | 2.8332 | 3.1554e-30 | 0 | 17 | 17 |  | 0 | 0
[10 empty] | Toxicity(WET) |  | TU (tox units) |  |  | Non-Detects = |  | 0 | [16 empty] | 3 | 0.3684 | -0.33609 | 2.8332 | 3.1554e-30 | 0 | 17 | 17 |  | 0 | 0
[10 empty] | Ammonia-N |  | NTU | [18 empty] | E(XD) |  | #DIV/0! | 4 | 0.47287 | -0.068055 | 2.8332 | 3.1554e-30 | 0 | 17 | 17 |  | 0 | 0
[10 empty] | TDS |  | color units |  |  | Lognormal Mean = |  | 2.8332 | [13 empty] | VAR(XD) |  | #DIV/0! | 5 | 0.54928 | 0.12384 | 2.8332 | 3.1554e-30 | 0 | 17 | 17 |  | 0 | 0
[10 empty] | TAH |  | #/100 mL | [18 empty] | ∂ |  | 0 | 6 | 0.60696 | 0.27141 | 2.8332 | 3.1554e-30 | 0 | 17 | 17 |  | 0 | 0
[10 empty] | TAqH |  |  |  |  | Lognormal Variance = |  | 3.2118e-30 | Lognormal Mean = |  |  | 2.8332 | Normal Mean = |  |  | 17 | [8 empty] | 7 | 0.65184 | 0.39028 | 2.8332 | 3.1554e-30 | 0 | 17 | 17 |  | 0 | 0
[10 empty] | Color | [20 empty] | µ |  | 2.8332 | 8 | 0.68766 | 0.48922 | 2.8332 | 3.1554e-30 | 0 | 17 | 17 |  | 0 | 0
[10 empty] | Turbidity |  |  |  |  | Delta-Log Daily Avg = |  | 17 | Lognormal Variance = |  |  | 3.2118e-30 | Normal Variance = |  |  | 0 | [5 empty] | σ2 |  | 3.2118e-30 | 9 | 0.71687 | 0.57357 | 2.8332 | 3.1554e-30 | 0 | 17 | 17 |  | 0 | 0
[10 empty] | Aluminum | [20 empty] | E(Xc) |  | 17 | 10 | 0.74113 | 0.64685 | 2.8332 | 3.1554e-30 | 0 | 17 | 17 |  | 0 | 0
[10 empty] | Antimony |  |  |  |  | Delta-Log Variance = |  | 0 | Lognormal Daily Avg = |  |  | 4.1231 | [9 empty] | VAR(Xc) |  | 0 | 11 | 0.7616 | 0.71145 | 2.8332 | 3.1554e-30 | 0 | 17 | 17 |  | 0 | 0
[10 empty] | Arsenic |  | Lognormal | [21 empty] | 12 | 0.77908 | 0.76908 | 2.8332 | 3.1554e-30 | 0 | 17 | 17 |  | 0 | 0
[10 empty] | Barium |  | Normal |  |  | Coefficient of Variation= |  | 0 | Coefficient of Variation= |  |  | 0 | Coefficient of Variation= |  |  | 0 | Coefficient of Variation= |  |  | 0.6 |  | E(U) |  | #DIV/0! | 13 | 0.79418 | 0.82102 | 2.8332 | 3.1554e-30 | 0 | 17 | 17 |  | 0 | 0
[10 empty] | Beryllium |  | Delta-Lognormal | [18 empty] | VAR(U) |  | #DIV/0! | 14 | 0.80736 | 0.86822 | 2.8332 | 3.1554e-30 | 0 | 17 | 17 |  | 0 | 0
[10 empty] | Cadmium |  | Modified Delta-Lognormal | [17 empty] | Coefficient of Variation= |  |  | #DIV/0! | 15 | 0.81896 | 0.91142 | 2.8332 | 3.1554e-30 | 0 | 17 | 17 |  | 0 | 0
[10 empty] | Chromium (Total) |  | Default | [21 empty] | 16 | 0.82925 | 0.95121 | 2.8332 | 3.1554e-30 | 0 | 17 | 17 |  | 0 | 0
[10 empty] | Chromium (3+) |  |  |  |  | RP Multiplier= |  | 1 | RP Multiplier= |  |  | 1 | RP Multiplier= |  |  | 1 | RP Multiplier= |  |  | 1.6515 | RP Multiplier= |  |  | #DIV/0! | 17 | 0.83843 | 0.98804 | 2.8332 | 3.1554e-30 | 0 | 17 | 17 |  | 0 | 0
[10 empty] | Chromium (6+) |  | 95 | [21 empty] | 18 | 0.84668 | 1.0223 | 2.8332 | 3.1554e-30 | 0 | 17 | 17 |  | 0 | 0
[10 empty] | Cobalt |  | 99 |  |  | Maximum Eff. Conc. |  | 17 | Maximum Eff. Conc. |  |  | 17 | Maximum Eff Con = |  |  | 17 | Maximum Eff. Conc. |  |  | 28.0751 | Maximum Eff. Conc. |  |  | #DIV/0! | 19 | 0.85413 | 1.0543 | 2.8332 | 3.1554e-30 | 0 | 17 | 17 |  | 0 | 0
[10 empty] | Copper | [23 empty] | 20 | 0.86089 | 1.0843 | 2.8332 | 3.1554e-30 | 0 | 17 | 17 |  | 0 | 0
[10 empty] | Cyanide (Total) |  | gpd |  |  |  |  | 2.833 |  |  |  | 2.833 |  |  |  | 17 | [7 empty] | #DIV/0! | 21 | 0.86705 | 1.1126 | 2.8332 | 3.1554e-30 | 0 | 17 | 17
[10 empty] | Cyanide (WAD) |  | gpm | [20 empty] | #DIV/0! | 22 | 0.87269 | 1.1392 | 2.8332 | 3.1554e-30 | 0 | 17 | 17
[10 empty] | Iron |  | MGD |  |  |  | Significant Figures | 3.212e-30 |  |  | Significant Figures | 3.212e-30 |  |  | Significant Figures | #NUM! |  |  | Significant Figures |  |  |  | Significant Figures | #NUM! | 23 | 0.87788 | 1.1644 | 2.8332 | 3.1554e-30 | 0 | 17 | 17
[10 empty] | Lead |  | cfs |  |  |  | for Statistical |  |  |  | for Statistical |  |  |  | for Statistical |  |  |  | for Statistical |  |  |  | for Statistical | 2.833 | 24 | 0.88265 | 1.1884 | 2.8332 | 3.1554e-30 | 0 | 17 | 17
[10 empty] | Magnesium | [5 empty] | Calculations | 17 |  |  | Calculations | 4.123 |  |  | Calculations |  |  |  | Calculations |  |  |  | Calculations | 3.212e-30 | 25 | 0.88707 | 1.2111 | 2.8332 | 3.1554e-30 | 0 | 17 | 17
[10 empty] | Manganese |  | 0 | [20 empty] | 17 | 26 | 0.89117 | 1.2328 | 2.8332 | 3.1554e-30 | 0 | 17 | 17
[10 empty] | Mercury | [6 empty] | #NUM! |  |  |  | #NUM! |  |  |  | #NUM! | [7 empty] | #NUM! | 27 | 0.89498 | 1.2535 | 2.8332 | 3.1554e-30 | 0 | 17 | 17
[10 empty] | Molybdenum | [22 empty] | #DIV/0! | 28 | 0.89853 | 1.2732 | 2.8332 | 3.1554e-30 | 0 | 17 | 17
[10 empty] | Nickel | [6 empty] | #NUM! | [15 empty] | #DIV/0! | 29 | 0.90186 | 1.2922 | 2.8332 | 3.1554e-30 | 0 | 17 | 17
[10 empty] | Selenium | [22 empty] | #DIV/0! | 30 | 0.90497 | 1.3104 | 2.8332 | 3.1554e-30 | 0 | 17 | 17
[10 empty] | Silver | [6 empty] | 1 |  |  |  | 1 |  |  |  | 1 |  |  |  | 1.651 |  |  |  | #DIV/0! | 31 | 0.90789 | 1.3278 | 2.8332 | 3.1554e-30 | 0 | 17 | 17
[10 empty] | Thallium | [23 empty] | 32 | 0.91063 | 1.3447 | 2.8332 | 3.1554e-30 | 0 | 17 | 17
[10 empty] | Tin | [6 empty] | 17 |  |  |  | 17 |  |  |  | 17 |  |  |  | 28.1 |  |  |  | #DIV/0! | 33 | 0.91322 | 1.3608 | 2.8332 | 3.1554e-30 | 0 | 17 | 17
[10 empty] | Titanium | [23 empty] | 34 | 0.91566 | 1.3765 | 2.8332 | 3.1554e-30 | 0 | 17 | 17
[10 empty] | Vanadium |  | Tan Boxes to the right contain the TSD Chapter 3 rp multipliers, z-values and maximum effluent concentration (MEC) calculation formulas. |  |  |  | 1.4213 | 1.421 |  |  | 1.4213 | 1.421 |  |  | 1.4213 | 1.421 |  |  | 1.4213 | 1.421 |  |  | 1.4213 | 1.421 | 35 | 0.91797 | 1.3915 | 2.8332 | 3.1554e-30 | 0 | 17 | 17
[10 empty] | Zinc | [23 empty] | 36 | 0.92015 | 1.4061 | 2.8332 | 3.1554e-30 | 0 | 17 | 17
[16 empty] | 17 |  |  |  | 17 |  |  |  | 17 |  |  |  | 17 |  |  |  | 17 |  | 37 | 0.92223 | 1.4202 | 2.8332 | 3.1554e-30 | 0 | 17 | 17
[10 empty] | Benzene | [23 empty] | 38 | 0.92419 | 1.4338 | 2.8332 | 3.1554e-30 | 0 | 17 | 17
[10 empty] | Ethyl Benzene | [5 empty] | 0 | #NUM! |  |  | 0 | #NUM! |  |  | 0 | #NUM! |  |  | 0.30748 | 0.3075 |  |  | #DIV/0! | #DIV/0! | 39 | 0.92606 | 1.4471 | 2.8332 | 3.1554e-30 | 0 | 17 | 17
[10 empty] | Toluene | [23 empty] | 40 | 0.92784 | 1.4599 | 2.8332 | 3.1554e-30 | 0 | 17 | 17
[10 empty] | Xylenes | [5 empty] | 0 | #NUM! |  |  | 0 | #NUM! |  |  | 0 | #NUM! |  |  | 0.55451 | 0.5545 |  |  | #DIV/0! | #DIV/0! | 41 | 0.92954 | 1.4724 | 2.8332 | 3.1554e-30 | 0 | 17 | 17
[10 empty] | Phenol | [23 empty] | 42 | 0.93116 | 1.4845 | 2.8332 | 3.1554e-30 | 0 | 17 | 17
[30 empty] | Logic Arguments for Final MEC and CV |  | 28.1 | 28.1 | 43 | 0.9327 | 1.4962 | 2.8332 | 3.1554e-30 | 0 | 17 | 17
[10 empty] | Sulfate | [23 empty] | 44 | 0.93418 | 1.5077 | 2.8332 | 3.1554e-30 | 0 | 17 | 17
[10 empty] | Nitrate | [21 empty] | 0.6 | 0.6 | 45 | 0.9356 | 1.5188 | 2.8332 | 3.1554e-30 | 0 | 17 | 17
[10 empty] | Nitrite | [23 empty] | 46 | 0.93695 | 1.5297 | 2.8332 | 3.1554e-30 | 0 | 17 | 17
[10 empty] | Chloride | [23 empty] | 47 | 0.93825 | 1.5402 | 2.8332 | 3.1554e-30 | 0 | 17 | 17
[10 empty] | Fluoride |  | Mass balance for Acute Aquatic life RWC & Correction for Significant figures |  |  |  | 28.1 | [13 empty] | Logic RPM |  | 1.651 |  | 48 | 0.9395 | 1.5506 | 2.8332 | 3.1554e-30 | 0 | 17 | 17
[17 empty] | 28.1 | [16 empty] | 49 | 0.94069 | 1.5606 | 2.8332 | 3.1554e-30 | 0 | 17 | 17
[10 empty] | Boron | [23 empty] | 50 | 0.94184 | 1.5705 | 2.8332 | 3.1554e-30 | 0 | 17 | 17
[10 empty] | Calcium | [23 empty] | 51 | 0.94295 | 1.58 | 2.8332 | 3.1554e-30 | 0 | 17 | 17
[10 empty] | Phosphorous |  | Mass balance for Chronic Aquatic life RWC & Correction for Significant figures |  |  |  | 28.1 | [17 empty] | 52 | 0.94402 | 1.5894 | 2.8332 | 3.1554e-30 | 0 | 17 | 17
[10 empty] | Sodium | [6 empty] | 28.1 | [16 empty] | 53 | 0.94504 | 1.5986 | 2.8332 | 3.1554e-30 | 0 | 17 | 17
[10 empty] | Total Kjeldahl Nitrogen | [23 empty] | 54 | 0.94603 | 1.6076 | 2.8332 | 3.1554e-30 | 0 | 17 | 17
[10 empty] | Total Residual Chlorine | [23 empty] | 55 | 0.94699 | 1.6163 | 2.8332 | 3.1554e-30 | 0 | 17 | 17
[12 empty] | Mass balance for Human Health RWC & Correction for Significant figures |  |  |  | 28.1 | [17 empty] | 56 | 0.94791 | 1.6249 | 2.8332 | 3.1554e-30 | 0 | 17 | 17
[17 empty] | 28.1 | [16 empty] | 57 | 0.9488 | 1.6333 | 2.8332 | 3.1554e-30 | 0 | 17 | 17
[34 empty] | 58 | 0.94966 | 1.6416 | NoValue | NoValue | NoValue | 0 | 0
[34 empty] | 59 | 0.95049 | 1.6496 | NoValue | NoValue | NoValue | 0 | 0
[34 empty] | 60 | 0.9513 | 1.6576 | NoValue | NoValue | NoValue | 0 | 0
[34 empty] | 61 | 0.95208 | 1.6653 | NoValue | NoValue | NoValue | 0 | 0
[34 empty] | 62 | 0.95283 | 1.6729 | NoValue | NoValue | NoValue | 0 | 0
[34 empty] | 63 | 0.95356 | 1.6804 | NoValue | NoValue | NoValue | 0 | 0
[34 empty] | 64 | 0.95427 | 1.6877 | NoValue | NoValue | NoValue | 0 | 0
[34 empty] | 65 | 0.95496 | 1.695 | NoValue | NoValue | NoValue | 0 | 0
[34 empty] | 66 | 0.95562 | 1.702 | NoValue | NoValue | NoValue | 0 | 0
[34 empty] | 67 | 0.95627 | 1.709 | NoValue | NoValue | NoValue | 0 | 0
[34 empty] | 68 | 0.9569 | 1.7158 | NoValue | NoValue | NoValue | 0 | 0
[34 empty] | 69 | 0.95751 | 1.7225 | NoValue | NoValue | NoValue | 0 | 0
[34 empty] | 70 | 0.95811 | 1.7291 | NoValue | NoValue | NoValue | 0 | 0
[34 empty] | 71 | 0.95868 | 1.7356 | NoValue | NoValue | NoValue | 0 | 0
[34 empty] | 72 | 0.95925 | 1.742 | NoValue | NoValue | NoValue | 0 | 0
[34 empty] | 73 | 0.95979 | 1.7483 | NoValue | NoValue | NoValue | 0 | 0
[34 empty] | 74 | 0.96033 | 1.7545 | NoValue | NoValue | NoValue | 0 | 0
[34 empty] | 75 | 0.96084 | 1.7606 | NoValue | NoValue | NoValue | 0 | 0
[34 empty] | 76 | 0.96135 | 1.7666 | NoValue | NoValue | NoValue | 0 | 0
[34 empty] | 77 | 0.96184 | 1.7725 | NoValue | NoValue | NoValue | 0 | 0
[34 empty] | 78 | 0.96232 | 1.7783 | NoValue | NoValue | NoValue | 0 | 0
[34 empty] | 79 | 0.96279 | 1.784 | NoValue | NoValue | NoValue | 0 | 0
[34 empty] | 80 | 0.96325 | 1.7897 | NoValue | NoValue | NoValue | 0 | 0
[34 empty] | 81 | 0.96369 | 1.7952 | NoValue | NoValue | NoValue | 0 | 0
[34 empty] | 82 | 0.96413 | 1.8007 | NoValue | NoValue | NoValue | 0 | 0
[34 empty] | 83 | 0.96455 | 1.8061 | NoValue | NoValue | NoValue | 0 | 0
[34 empty] | 84 | 0.96496 | 1.8115 | NoValue | NoValue | NoValue | 0 | 0
[34 empty] | 85 | 0.96537 | 1.8167 | NoValue | NoValue | NoValue | 0 | 0
[34 empty] | 86 | 0.96577 | 1.8219 | NoValue | NoValue | NoValue | 0 | 0
[34 empty] | 87 | 0.96615 | 1.827 | NoValue | NoValue | NoValue | 0 | 0
[34 empty] | 88 | 0.96653 | 1.8321 | NoValue | NoValue | NoValue | 0 | 0
[34 empty] | 89 | 0.9669 | 1.8371 | NoValue | NoValue | NoValue | 0 | 0
[34 empty] | 90 | 0.96726 | 1.842 | NoValue | NoValue | NoValue | 0 | 0
[34 empty] | 91 | 0.96762 | 1.8469 | NoValue | NoValue | NoValue | 0 | 0
[34 empty] | 92 | 0.96796 | 1.8517 | NoValue | NoValue | NoValue | 0 | 0
[34 empty] | 93 | 0.9683 | 1.8564 | NoValue | NoValue | NoValue | 0 | 0
[34 empty] | 94 | 0.96863 | 1.8611 | NoValue | NoValue | NoValue | 0 | 0
[34 empty] | 95 | 0.96896 | 1.8657 | NoValue | NoValue | NoValue | 0 | 0
[34 empty] | 96 | 0.96928 | 1.8703 | NoValue | NoValue | NoValue | 0 | 0
[34 empty] | 97 | 0.96959 | 1.8748 | NoValue | NoValue | NoValue | 0 | 0
[34 empty] | 98 | 0.96989 | 1.8792 | NoValue | NoValue | NoValue | 0 | 0
[34 empty] | 99 | 0.97019 | 1.8836 | NoValue | NoValue | NoValue | 0 | 0
[34 empty] | 100 | 0.97049 | 1.888 | NoValue | NoValue | NoValue | 0 | 0
[34 empty] | 101 | 0.97077 | 1.8923 | NoValue | NoValue | NoValue | 0 | 0
[34 empty] | 102 | 0.97106 | 1.8966 | NoValue | NoValue | NoValue | 0 | 0
[34 empty] | 103 | 0.97133 | 1.9008 | NoValue | NoValue | NoValue | 0 | 0
[34 empty] | 104 | 0.97161 | 1.9049 | NoValue | NoValue | NoValue | 0 | 0
[34 empty] | 105 | 0.97187 | 1.9091 | NoValue | NoValue | NoValue | 0 | 0
[34 empty] | 106 | 0.97213 | 1.9131 | NoValue | NoValue | NoValue | 0 | 0
[34 empty] | 107 | 0.97239 | 1.9172 | NoValue | NoValue | NoValue | 0 | 0
[34 empty] | 108 | 0.97264 | 1.9211 | NoValue | NoValue | NoValue | 0 | 0
[34 empty] | 109 | 0.97289 | 1.9251 | NoValue | NoValue | NoValue | 0 | 0
[34 empty] | 110 | 0.97313 | 1.929 | NoValue | NoValue | NoValue | 0 | 0
[34 empty] | 111 | 0.97337 | 1.9328 | NoValue | NoValue | NoValue | 0 | 0
[34 empty] | 112 | 0.97361 | 1.9367 | NoValue | NoValue | NoValue | 0 | 0
[34 empty] | 113 | 0.97384 | 1.9404 | NoValue | NoValue | NoValue | 0 | 0
[34 empty] | 114 | 0.97406 | 1.9442 | NoValue | NoValue | NoValue | 0 | 0
[34 empty] | 115 | 0.97429 | 1.9479 | NoValue | NoValue | NoValue | 0 | 0
[34 empty] | 116 | 0.97451 | 1.9516 | NoValue | NoValue | NoValue | 0 | 0
[34 empty] | 117 | 0.97472 | 1.9552 | NoValue | NoValue | NoValue | 0 | 0
[34 empty] | 118 | 0.97493 | 1.9588 | NoValue | NoValue | NoValue | 0 | 0
[34 empty] | 119 | 0.97514 | 1.9624 | NoValue | NoValue | NoValue | 0 | 0
[34 empty] | 120 | 0.97534 | 1.9659 | NoValue | NoValue | NoValue | 0 | 0
Z-Values
99% C.I.
[34 empty] | # samples | percentile | z-value
[34 empty] | 1 | 0.01 | -2.3263
[34 empty] | 2 | 0.1 | -1.2816
[34 empty] | 3 | 0.21544 | -0.78767
[34 empty] | 4 | 0.31623 | -0.47827
[34 empty] | 5 | 0.39811 | -0.25825
[34 empty] | 6 | 0.46416 | -0.089962
[34 empty] | 7 | 0.51795 | 0.045003
[34 empty] | 8 | 0.56234 | 0.15691
[34 empty] | 9 | 0.59948 | 0.25201
[34 empty] | 10 | 0.63096 | 0.33439
[34 empty] | 11 | 0.65793 | 0.40683
[34 empty] | 12 | 0.68129 | 0.47131
[34 empty] | 13 | 0.7017 | 0.52931
[34 empty] | 14 | 0.71969 | 0.58191
[34 empty] | 15 | 0.73564 | 0.62997
[34 empty] | 16 | 0.74989 | 0.67416
[34 empty] | 17 | 0.7627 | 0.71501
[34 empty] | 18 | 0.77426 | 0.75296
[34 empty] | 19 | 0.78476 | 0.78837
[34 empty] | 20 | 0.79433 | 0.82153
[34 empty] | 21 | 0.80309 | 0.85269
[34 empty] | 22 | 0.81113 | 0.88207
[34 empty] | 23 | 0.81855 | 0.90984
[34 empty] | 24 | 0.8254 | 0.93616
[34 empty] | 25 | 0.83176 | 0.96116
[34 empty] | 26 | 0.83768 | 0.98496
[34 empty] | 27 | 0.84319 | 1.0077
[34 empty] | 28 | 0.84834 | 1.0294
[34 empty] | 29 | 0.85317 | 1.0501
[34 empty] | 30 | 0.8577 | 1.07
[34 empty] | 31 | 0.86195 | 1.0891
[34 empty] | 32 | 0.86596 | 1.1075
[34 empty] | 33 | 0.86975 | 1.1252
[34 empty] | 34 | 0.87333 | 1.1423
[34 empty] | 35 | 0.87671 | 1.1587
[34 empty] | 36 | 0.87992 | 1.1746
[34 empty] | 37 | 0.88297 | 1.19
[34 empty] | 38 | 0.88587 | 1.2048
[34 empty] | 39 | 0.88862 | 1.2192
[34 empty] | 40 | 0.89125 | 1.2332
[34 empty] | 41 | 0.89376 | 1.2468
[34 empty] | 42 | 0.89615 | 1.2599
[34 empty] | 43 | 0.89844 | 1.2727
[34 empty] | 44 | 0.90063 | 1.2851
[34 empty] | 45 | 0.90273 | 1.2972
[34 empty] | 46 | 0.90474 | 1.309
[34 empty] | 47 | 0.90666 | 1.3205
[34 empty] | 48 | 0.90852 | 1.3317
[34 empty] | 49 | 0.9103 | 1.3426
[34 empty] | 50 | 0.91201 | 1.3532
[34 empty] | 51 | 0.91366 | 1.3636
[34 empty] | 52 | 0.91525 | 1.3738
[34 empty] | 53 | 0.91678 | 1.3837
[34 empty] | 54 | 0.91825 | 1.3934
[34 empty] | 55 | 0.91968 | 1.4029
[34 empty] | 56 | 0.92106 | 1.4122
[34 empty] | 57 | 0.92239 | 1.4213
[34 empty] | 58 | 0.92367 | 1.4302
[34 empty] | 59 | 0.92491 | 1.4389
[34 empty] | 60 | 0.92612 | 1.4475
[34 empty] | 61 | 0.92728 | 1.4559
[34 empty] | 62 | 0.92841 | 1.4641
[34 empty] | 63 | 0.92951 | 1.4721
[34 empty] | 64 | 0.93057 | 1.4801
[34 empty] | 65 | 0.9316 | 1.4878
[34 empty] | 66 | 0.9326 | 1.4955
[34 empty] | 67 | 0.93358 | 1.503
[34 empty] | 68 | 0.93452 | 1.5103
[34 empty] | 69 | 0.93544 | 1.5176
[34 empty] | 70 | 0.93633 | 1.5247
[34 empty] | 71 | 0.9372 | 1.5317
[34 empty] | 72 | 0.93804 | 1.5385
[34 empty] | 73 | 0.93886 | 1.5453
[34 empty] | 74 | 0.93966 | 1.552
[34 empty] | 75 | 0.94044 | 1.5585
[34 empty] | 76 | 0.9412 | 1.565
[34 empty] | 77 | 0.94195 | 1.5713
[34 empty] | 78 | 0.94267 | 1.5776
[34 empty] | 79 | 0.94337 | 1.5837
[34 empty] | 80 | 0.94406 | 1.5898
[34 empty] | 81 | 0.94473 | 1.5958
[34 empty] | 82 | 0.94539 | 1.6017
[34 empty] | 83 | 0.94603 | 1.6075
[34 empty] | 84 | 0.94665 | 1.6132
[34 empty] | 85 | 0.94726 | 1.6189
[34 empty] | 86 | 0.94786 | 1.6244
[34 empty] | 87 | 0.94844 | 1.6299
[34 empty] | 88 | 0.94901 | 1.6354
[34 empty] | 89 | 0.94957 | 1.6407
[34 empty] | 90 | 0.95012 | 1.646
[34 empty] | 91 | 0.95065 | 1.6512
[34 empty] | 92 | 0.95118 | 1.6564
[34 empty] | 93 | 0.95169 | 1.6614
[34 empty] | 94 | 0.95219 | 1.6665
[34 empty] | 95 | 0.95268 | 1.6714
[34 empty] | 96 | 0.95316 | 1.6763
[34 empty] | 97 | 0.95363 | 1.6812
[34 empty] | 98 | 0.9541 | 1.6859
[34 empty] | 99 | 0.95455 | 1.6907
[34 empty] | 100 | 0.95499 | 1.6953
[34 empty] | 101 | 0.95543 | 1.6999
[34 empty] | 102 | 0.95586 | 1.7045
[34 empty] | 103 | 0.95627 | 1.709
[34 empty] | 104 | 0.95669 | 1.7135
[34 empty] | 105 | 0.95709 | 1.7179
[34 empty] | 106 | 0.95749 | 1.7222
[34 empty] | 107 | 0.95787 | 1.7265
[34 empty] | 108 | 0.95826 | 1.7308
[34 empty] | 109 | 0.95863 | 1.735
[34 empty] | 110 | 0.959 | 1.7392
[34 empty] | 111 | 0.95936 | 1.7433
[34 empty] | 112 | 0.95972 | 1.7474
[34 empty] | 113 | 0.96007 | 1.7514
[34 empty] | 114 | 0.96041 | 1.7555
[34 empty] | 115 | 0.96075 | 1.7594
[34 empty] | 116 | 0.96108 | 1.7633
[34 empty] | 117 | 0.9614 | 1.7672
[34 empty] | 118 | 0.96172 | 1.7711
[34 empty] | 119 | 0.96204 | 1.7749
[34 empty] | 120 | 0.96235 | 1.7786
Note on C8: Use Goodness of Fit tests to determine type of data distribution. E.g. ProUCL. If unknown, enter Lognormal for data sets with no values below reporting limits and enter Delta-Lognormal for data sets with values reported as below reporting limit. For data sets with values below multiple reporting limits, enter Modified Delta-Lognormal and use Optional Procedure for Multi-reporting level.
Note on C12: Enter Reporting Limit in Cell G9. The number will display in Cell H9 with the correct number of significant figures as text. Reporting Limit= Method Detection Limit(MDL) Practical Quantitation Limit (PQL) Reporting Level (RL) Minimum Level (ML) Level Of Detection (LOD) etc.
Note on I12: Value of Reporting Limit with correct number of significant figures
Note on C14: Enter limiting number of Significant Figures into cell to the right. Significant Figures are: 1. When there are no zeros in the number, count all non-zero numbers as significant, e.g. 2.23 and 223=3 sig.figs. 2. When there are zeros: (a) count zeros between other numbers as significant, e.g. 203=3 sig. figs. (b) count zeros to the right of numbers past the decimal point as significant, e.g. 0.0230=3 sig.figs. (c) Don't count zeros to the left of other numbers past the decimal point, e.g. 0.0023 and .023=2 sig. figs. (d) Don't count zeros before the decimal point, e.g. 230 and 2300=2 sig. figs. (Unless those zeros are reported as significant e.g. between other numbers as in 1. above or when the zero is otherwise expressed as significant)
Note on G14: !!!Use a minimum value of 2 Significant Figures!!! A value of 1 may cause errors in final MEC and RWC outputs
Note on G18: Column will display data values in correct number of limiting significant figures identified above.
Note on D20: Jennifer Robinson: 17 was used due to this being the max value give in the permit application and 57 samples were analyzed
Note on T27: Enter acute value from WLA or end-of-pipe water quality standard. If no standard applies, leave blank
Note on T34: Enter Chronic value from WLA or end-of-pipe water quality standard. If no standard applies, leave blank
Note on T41: Enter Human Health criteria from WLA or end-of-pipe water quality standard. If no standard applies, leave blank

## Zn 001
| Reasonable Potential Procedure |  |  |  |  | Facility Name: |  | ATK
Permit Number:
[6 empty] | Outfall Number: |  | 001
INSTRUCTIONS: For Effluent Data Sets with a Single Reporting Limit
1. Enter Parameter Name, Distribution Type and Units in Yellow Cells G6,G8 and G10.
|  | Parameter |  | = | Aluminum | [5 empty] | 2. Enter Reporting Limit for ND and Significant Figures in Yellow Cells G12 and G14. (The Reporting Limit will be displayed in the correct number of sgnificant figures in Cell I12.)
|  | Distribution |  | = | Default | [5 empty] | 3. Enter desired Confidence Interval in Cell G16 (95 or 99)
4. Enter Effluent Data Values in Yellow Cells in Column D to the Left. For Non-Detected Values, enter ND or nd in Cell. (The data will be displayed with the correct significant figures in column H.)
|  | Data Units |  | = | ug/L
5. Enter criterion in cells S38(ac), S55(ch), and S72(hh).
|  | Reporting Limit |  | = | 1 |  | 1.00 |  |  |  | 6.The displays in cells S40, S57 and S74 indicates RP.
|  | Significant Figures |  | = | 3 | [5 empty] | *Instructions For Multi-Reporting Limits: For data sets with non-detected values at multiple reporting limits, enter values >RL in Column D. Enter the reporting limit for each individual value <RL in Yellow Cells L20-L40, e.g. <5, <1; enter 5 in Cell L20, enter 1 in Cell L21.
|  | Confidence Interval |  | = | 99
|  |  | Effluent Data |  | Eff Data (w/correct sig figs) |  |  |  | Multi-Reporting Limits |  | Maximum Effluent Concentration Reported |  |  | = | 200 | ug/L
1 |  |  | 200 |  |  | 200 |  |  |  |  | Coefficient of Variation (CV) |  |  | = | 0.600
2 |  |  | 200 |  |  | 200
3 |  |  | 200 |  |  | 200 |  |  |  |  | RP Multiplier |  |  | = | 5.62
4
5 | [10 empty] | Projected Maximum Effluent Concentration (MEC) |  |  | = | 1120 | ug/L
6
7
8 | [10 empty] | Acute WQBEL Concentration |  | = | 846 | ug/L
9
10
11 | [10 empty] | Reasonable Potential for Acute Criterion? |  |  | = | YES
12
13
14
15 | [10 empty] | Chronic WQBEL Concentration |  | = | 1713 | ug/L
16
17
18 | [10 empty] | Reasonable Potential for Chronic Criterion? |  |  | = | NO
19
20
21
22 | [10 empty] | Human Health WQBEL Concentration |  | = |  | ug/L
23
24
25 | [10 empty] | Reasonable Potential for Human Health Criteria? |  |  | = | N/A
26 | [9 empty] | 9.0909
27
28
29
30
31
32
33
34
35
36
37
38
39
40
41
42
43
44
45
46
47
48
49
50
51
52
53
54
55
56
57
58
59
60
61
62
63
64
65
66
67
68
69
70
71
72
73
74
75
76
77
78
79
80
81
82
83
84
85
86
87
88
89
90
91
92
93
94
95
96
97
98
99
100
101
102
103
104
105
106
107
108
109
110
111
112
113
114
115
116
117
118
119
120
[34 empty] | Z-Values |  |  | Natural Logs and Sum of Squares |  |  | Logic Columns |  | Modified Delta Log-Delta Portion
[10 empty] | BOD5 |  | mg/L |  |  |  | delta-lognormal |  |  | lognormal |  |  |  | normal |  |  |  | default |  |  |  | mod.delta-lognormal |  |  |  | 95% C.I. |  | nat log(data)
[10 empty] | TOC |  | ug/L |  |  |  | ND Values | [14 empty] | Multiple ND Values |  |  | # samples | percentile | z-value
[10 empty] | COD |  | mg/kg |  |  | Total Observations = |  | 3 | Total Observations= |  |  | 3 | Total Observations = |  |  | 3 | Total Observations= |  |  | 3 | Total Observations = |  |  | 3 | 1 | 0.05 | -1.6449 | 5.2983 | 0 | 0 | 200 | 200 | 3 | 0 | 0
[10 empty] | Fecal coliform |  | ug/kg | [17 empty] | Non-Detects = |  |  | 0 | 2 | 0.22361 | -0.76007 | 5.2983 | 0 | 0 | 200 | 200 |  | 0 | 0
[10 empty] | Toxicity(WET) |  | TU (tox units) |  |  | Non-Detects = |  | 0 | [16 empty] | 3 | 0.3684 | -0.33609 | 5.2983 | 0 | 0 | 200 | 200 |  | 0 | 0
[10 empty] | Ammonia-N |  | NTU | [18 empty] | E(XD) |  | #DIV/0! | 4 | 0.47287 | -0.068055 | NoValue | NoValue | NoValue | 0 | 0 |  | 0 | 0
[10 empty] | TDS |  | color units |  |  | Lognormal Mean = |  | 5.2983 | [13 empty] | VAR(XD) |  | #DIV/0! | 5 | 0.54928 | 0.12384 | NoValue | NoValue | NoValue | 0 | 0 |  | 0 | 0
[10 empty] | TAH |  | #/100 mL | [18 empty] | ∂ |  | 0 | 6 | 0.60696 | 0.27141 | NoValue | NoValue | NoValue | 0 | 0 |  | 0 | 0
[10 empty] | TAqH |  |  |  |  | Lognormal Variance = |  | 0 | Lognormal Mean = |  |  | 5.2983 | Normal Mean = |  |  | 200 | [8 empty] | 7 | 0.65184 | 0.39028 | NoValue | NoValue | NoValue | 0 | 0 |  | 0 | 0
[10 empty] | Color | [20 empty] | µ |  | 5.2983 | 8 | 0.68766 | 0.48922 | NoValue | NoValue | NoValue | 0 | 0 |  | 0 | 0
[10 empty] | Turbidity |  |  |  |  | Delta-Log Daily Avg = |  | 200 | Lognormal Variance = |  |  | 0 | Normal Variance = |  |  | 0 | [5 empty] | σ2 |  | 0 | 9 | 0.71687 | 0.57357 | NoValue | NoValue | NoValue | 0 | 0 |  | 0 | 0
[10 empty] | Aluminum | [20 empty] | E(Xc) |  | 200 | 10 | 0.74113 | 0.64685 | NoValue | NoValue | NoValue | 0 | 0 |  | 0 | 0
[10 empty] | Antimony |  |  |  |  | Delta-Log Variance = |  | 0 | Lognormal Daily Avg = |  |  | 14.1421 | [9 empty] | VAR(Xc) |  | 0 | 11 | 0.7616 | 0.71145 | NoValue | NoValue | NoValue | 0 | 0 |  | 0 | 0
[10 empty] | Arsenic |  | Lognormal | [21 empty] | 12 | 0.77908 | 0.76908 | NoValue | NoValue | NoValue | 0 | 0 |  | 0 | 0
[10 empty] | Barium |  | Normal |  |  | Coefficient of Variation= |  | 0 | Coefficient of Variation= |  |  | 0 | Coefficient of Variation= |  |  | 0 | Coefficient of Variation= |  |  | 0.6 |  | E(U) |  | #DIV/0! | 13 | 0.79418 | 0.82102 | NoValue | NoValue | NoValue | 0 | 0 |  | 0 | 0
[10 empty] | Beryllium |  | Delta-Lognormal | [18 empty] | VAR(U) |  | #DIV/0! | 14 | 0.80736 | 0.86822 | NoValue | NoValue | NoValue | 0 | 0 |  | 0 | 0
[10 empty] | Cadmium |  | Modified Delta-Lognormal | [17 empty] | Coefficient of Variation= |  |  | #DIV/0! | 15 | 0.81896 | 0.91142 | NoValue | NoValue | NoValue | 0 | 0 |  | 0 | 0
[10 empty] | Chromium (Total) |  | Default | [21 empty] | 16 | 0.82925 | 0.95121 | NoValue | NoValue | NoValue | 0 | 0 |  | 0 | 0
[10 empty] | Chromium (3+) |  |  |  |  | RP Multiplier= |  | 1 | RP Multiplier= |  |  | 1 | RP Multiplier= |  |  | 1 | RP Multiplier= |  |  | 5.6214 | RP Multiplier= |  |  | #DIV/0! | 17 | 0.83843 | 0.98804 | NoValue | NoValue | NoValue | 0 | 0 |  | 0 | 0
[10 empty] | Chromium (6+) |  | 95 | [21 empty] | 18 | 0.84668 | 1.0223 | NoValue | NoValue | NoValue | 0 | 0 |  | 0 | 0
[10 empty] | Cobalt |  | 99 |  |  | Maximum Eff. Conc. |  | 200 | Maximum Eff. Conc. |  |  | 200 | Maximum Eff Con = |  |  | 200 | Maximum Eff. Conc. |  |  | 1124.2716 | Maximum Eff. Conc. |  |  | #DIV/0! | 19 | 0.85413 | 1.0543 | NoValue | NoValue | NoValue | 0 | 0 |  | 0 | 0
[10 empty] | Copper | [23 empty] | 20 | 0.86089 | 1.0843 | NoValue | NoValue | NoValue | 0 | 0 |  | 0 | 0
[10 empty] | Cyanide (Total) |  | gpd |  |  |  |  | 5.298 |  |  |  | 5.298 |  |  |  | 200 | [7 empty] | #DIV/0! | 21 | 0.86705 | 1.1126 | NoValue | NoValue | NoValue | 0 | 0
[10 empty] | Cyanide (WAD) |  | gpm | [20 empty] | #DIV/0! | 22 | 0.87269 | 1.1392 | NoValue | NoValue | NoValue | 0 | 0
[10 empty] | Iron |  | MGD |  |  |  | Significant Figures | #NUM! |  |  | Significant Figures | #NUM! |  |  | Significant Figures | #NUM! |  |  | Significant Figures |  |  |  | Significant Figures | #NUM! | 23 | 0.87788 | 1.1644 | NoValue | NoValue | NoValue | 0 | 0
[10 empty] | Lead |  | cfs |  |  |  | for Statistical |  |  |  | for Statistical |  |  |  | for Statistical |  |  |  | for Statistical |  |  |  | for Statistical | 5.298 | 24 | 0.88265 | 1.1884 | NoValue | NoValue | NoValue | 0 | 0
[10 empty] | Magnesium | [5 empty] | Calculations | 200 |  |  | Calculations | 14.14 |  |  | Calculations |  |  |  | Calculations |  |  |  | Calculations | #NUM! | 25 | 0.88707 | 1.2111 | NoValue | NoValue | NoValue | 0 | 0
[10 empty] | Manganese |  | 0 | [20 empty] | 200 | 26 | 0.89117 | 1.2328 | NoValue | NoValue | NoValue | 0 | 0
[10 empty] | Mercury | [6 empty] | #NUM! |  |  |  | #NUM! |  |  |  | #NUM! | [7 empty] | #NUM! | 27 | 0.89498 | 1.2535 | NoValue | NoValue | NoValue | 0 | 0
[10 empty] | Molybdenum | [22 empty] | #DIV/0! | 28 | 0.89853 | 1.2732 | NoValue | NoValue | NoValue | 0 | 0
[10 empty] | Nickel | [6 empty] | #NUM! | [15 empty] | #DIV/0! | 29 | 0.90186 | 1.2922 | NoValue | NoValue | NoValue | 0 | 0
[10 empty] | Selenium | [22 empty] | #DIV/0! | 30 | 0.90497 | 1.3104 | NoValue | NoValue | NoValue | 0 | 0
[10 empty] | Silver | [6 empty] | 1 |  |  |  | 1 |  |  |  | 1 |  |  |  | 5.621 |  |  |  | #DIV/0! | 31 | 0.90789 | 1.3278 | NoValue | NoValue | NoValue | 0 | 0
[10 empty] | Thallium | [23 empty] | 32 | 0.91063 | 1.3447 | NoValue | NoValue | NoValue | 0 | 0
[10 empty] | Tin | [6 empty] | 200 |  |  |  | 200 |  |  |  | 200 |  |  |  | 1120 |  |  |  | #DIV/0! | 33 | 0.91322 | 1.3608 | NoValue | NoValue | NoValue | 0 | 0
[10 empty] | Titanium | [23 empty] | 34 | 0.91566 | 1.3765 | NoValue | NoValue | NoValue | 0 | 0
[10 empty] | Vanadium |  | Tan Boxes to the right contain the TSD Chapter 3 rp multipliers, z-values and maximum effluent concentration (MEC) calculation formulas. |  |  |  | -0.78767 | -0.7877 |  |  | -0.78767 | -0.7877 |  |  | -0.78767 | -0.7877 |  |  | -0.78767 | -0.7877 |  |  | -0.78767 | -0.7877 | 35 | 0.91797 | 1.3915 | NoValue | NoValue | NoValue | 0 | 0
[10 empty] | Zinc | [23 empty] | 36 | 0.92015 | 1.4061 | NoValue | NoValue | NoValue | 0 | 0
[16 empty] | 200 |  |  |  | 200 |  |  |  | 200 |  |  |  | 200 |  |  |  | 200 |  | 37 | 0.92223 | 1.4202 | NoValue | NoValue | NoValue | 0 | 0
[10 empty] | Benzene | [23 empty] | 38 | 0.92419 | 1.4338 | NoValue | NoValue | NoValue | 0 | 0
[10 empty] | Ethyl Benzene | [5 empty] | 0 | #NUM! |  |  | 0 | #NUM! |  |  | 0 | #NUM! |  |  | 0.30748 | 0.3075 |  |  | #DIV/0! | #DIV/0! | 39 | 0.92606 | 1.4471 | NoValue | NoValue | NoValue | 0 | 0
[10 empty] | Toluene | [23 empty] | 40 | 0.92784 | 1.4599 | NoValue | NoValue | NoValue | 0 | 0
[10 empty] | Xylenes | [5 empty] | 0 | #NUM! |  |  | 0 | #NUM! |  |  | 0 | #NUM! |  |  | 0.55451 | 0.5545 |  |  | #DIV/0! | #DIV/0! | 41 | 0.92954 | 1.4724 | NoValue | NoValue | NoValue | 0 | 0
[10 empty] | Phenol | [23 empty] | 42 | 0.93116 | 1.4845 | NoValue | NoValue | NoValue | 0 | 0
[30 empty] | Logic Arguments for Final MEC and CV |  | 1120 | 1120 | 43 | 0.9327 | 1.4962 | NoValue | NoValue | NoValue | 0 | 0
[10 empty] | Sulfate | [23 empty] | 44 | 0.93418 | 1.5077 | NoValue | NoValue | NoValue | 0 | 0
[10 empty] | Nitrate | [21 empty] | 0.6 | 0.6 | 45 | 0.9356 | 1.5188 | NoValue | NoValue | NoValue | 0 | 0
[10 empty] | Nitrite | [23 empty] | 46 | 0.93695 | 1.5297 | NoValue | NoValue | NoValue | 0 | 0
[10 empty] | Chloride | [23 empty] | 47 | 0.93825 | 1.5402 | NoValue | NoValue | NoValue | 0 | 0
[10 empty] | Fluoride |  | Mass balance for Acute Aquatic life RWC & Correction for Significant figures |  |  |  | 1120 | [13 empty] | Logic RPM |  | 5.621 |  | 48 | 0.9395 | 1.5506 | NoValue | NoValue | NoValue | 0 | 0
[17 empty] | 1120 | [16 empty] | 49 | 0.94069 | 1.5606 | NoValue | NoValue | NoValue | 0 | 0
[10 empty] | Boron | [23 empty] | 50 | 0.94184 | 1.5705 | NoValue | NoValue | NoValue | 0 | 0
[10 empty] | Calcium | [23 empty] | 51 | 0.94295 | 1.58 | NoValue | NoValue | NoValue | 0 | 0
[10 empty] | Phosphorous |  | Mass balance for Chronic Aquatic life RWC & Correction for Significant figures |  |  |  | 1120 | [17 empty] | 52 | 0.94402 | 1.5894 | NoValue | NoValue | NoValue | 0 | 0
[10 empty] | Sodium | [6 empty] | 1120 | [16 empty] | 53 | 0.94504 | 1.5986 | NoValue | NoValue | NoValue | 0 | 0
[10 empty] | Total Kjeldahl Nitrogen | [23 empty] | 54 | 0.94603 | 1.6076 | NoValue | NoValue | NoValue | 0 | 0
[10 empty] | Total Residual Chlorine | [23 empty] | 55 | 0.94699 | 1.6163 | NoValue | NoValue | NoValue | 0 | 0
[12 empty] | Mass balance for Human Health RWC & Correction for Significant figures |  |  |  | 1120 | [17 empty] | 56 | 0.94791 | 1.6249 | NoValue | NoValue | NoValue | 0 | 0
[17 empty] | 1120 | [16 empty] | 57 | 0.9488 | 1.6333 | NoValue | NoValue | NoValue | 0 | 0
[34 empty] | 58 | 0.94966 | 1.6416 | NoValue | NoValue | NoValue | 0 | 0
[34 empty] | 59 | 0.95049 | 1.6496 | NoValue | NoValue | NoValue | 0 | 0
[34 empty] | 60 | 0.9513 | 1.6576 | NoValue | NoValue | NoValue | 0 | 0
[34 empty] | 61 | 0.95208 | 1.6653 | NoValue | NoValue | NoValue | 0 | 0
[34 empty] | 62 | 0.95283 | 1.6729 | NoValue | NoValue | NoValue | 0 | 0
[34 empty] | 63 | 0.95356 | 1.6804 | NoValue | NoValue | NoValue | 0 | 0
[34 empty] | 64 | 0.95427 | 1.6877 | NoValue | NoValue | NoValue | 0 | 0
[34 empty] | 65 | 0.95496 | 1.695 | NoValue | NoValue | NoValue | 0 | 0
[34 empty] | 66 | 0.95562 | 1.702 | NoValue | NoValue | NoValue | 0 | 0
[34 empty] | 67 | 0.95627 | 1.709 | NoValue | NoValue | NoValue | 0 | 0
[34 empty] | 68 | 0.9569 | 1.7158 | NoValue | NoValue | NoValue | 0 | 0
[34 empty] | 69 | 0.95751 | 1.7225 | NoValue | NoValue | NoValue | 0 | 0
[34 empty] | 70 | 0.95811 | 1.7291 | NoValue | NoValue | NoValue | 0 | 0
[34 empty] | 71 | 0.95868 | 1.7356 | NoValue | NoValue | NoValue | 0 | 0
[34 empty] | 72 | 0.95925 | 1.742 | NoValue | NoValue | NoValue | 0 | 0
[34 empty] | 73 | 0.95979 | 1.7483 | NoValue | NoValue | NoValue | 0 | 0
[34 empty] | 74 | 0.96033 | 1.7545 | NoValue | NoValue | NoValue | 0 | 0
[34 empty] | 75 | 0.96084 | 1.7606 | NoValue | NoValue | NoValue | 0 | 0
[34 empty] | 76 | 0.96135 | 1.7666 | NoValue | NoValue | NoValue | 0 | 0
[34 empty] | 77 | 0.96184 | 1.7725 | NoValue | NoValue | NoValue | 0 | 0
[34 empty] | 78 | 0.96232 | 1.7783 | NoValue | NoValue | NoValue | 0 | 0
[34 empty] | 79 | 0.96279 | 1.784 | NoValue | NoValue | NoValue | 0 | 0
[34 empty] | 80 | 0.96325 | 1.7897 | NoValue | NoValue | NoValue | 0 | 0
[34 empty] | 81 | 0.96369 | 1.7952 | NoValue | NoValue | NoValue | 0 | 0
[34 empty] | 82 | 0.96413 | 1.8007 | NoValue | NoValue | NoValue | 0 | 0
[34 empty] | 83 | 0.96455 | 1.8061 | NoValue | NoValue | NoValue | 0 | 0
[34 empty] | 84 | 0.96496 | 1.8115 | NoValue | NoValue | NoValue | 0 | 0
[34 empty] | 85 | 0.96537 | 1.8167 | NoValue | NoValue | NoValue | 0 | 0
[34 empty] | 86 | 0.96577 | 1.8219 | NoValue | NoValue | NoValue | 0 | 0
[34 empty] | 87 | 0.96615 | 1.827 | NoValue | NoValue | NoValue | 0 | 0
[34 empty] | 88 | 0.96653 | 1.8321 | NoValue | NoValue | NoValue | 0 | 0
[34 empty] | 89 | 0.9669 | 1.8371 | NoValue | NoValue | NoValue | 0 | 0
[34 empty] | 90 | 0.96726 | 1.842 | NoValue | NoValue | NoValue | 0 | 0
[34 empty] | 91 | 0.96762 | 1.8469 | NoValue | NoValue | NoValue | 0 | 0
[34 empty] | 92 | 0.96796 | 1.8517 | NoValue | NoValue | NoValue | 0 | 0
[34 empty] | 93 | 0.9683 | 1.8564 | NoValue | NoValue | NoValue | 0 | 0
[34 empty] | 94 | 0.96863 | 1.8611 | NoValue | NoValue | NoValue | 0 | 0
[34 empty] | 95 | 0.96896 | 1.8657 | NoValue | NoValue | NoValue | 0 | 0
[34 empty] | 96 | 0.96928 | 1.8703 | NoValue | NoValue | NoValue | 0 | 0
[34 empty] | 97 | 0.96959 | 1.8748 | NoValue | NoValue | NoValue | 0 | 0
[34 empty] | 98 | 0.96989 | 1.8792 | NoValue | NoValue | NoValue | 0 | 0
[34 empty] | 99 | 0.97019 | 1.8836 | NoValue | NoValue | NoValue | 0 | 0
[34 empty] | 100 | 0.97049 | 1.888 | NoValue | NoValue | NoValue | 0 | 0
[34 empty] | 101 | 0.97077 | 1.8923 | NoValue | NoValue | NoValue | 0 | 0
[34 empty] | 102 | 0.97106 | 1.8966 | NoValue | NoValue | NoValue | 0 | 0
[34 empty] | 103 | 0.97133 | 1.9008 | NoValue | NoValue | NoValue | 0 | 0
[34 empty] | 104 | 0.97161 | 1.9049 | NoValue | NoValue | NoValue | 0 | 0
[34 empty] | 105 | 0.97187 | 1.9091 | NoValue | NoValue | NoValue | 0 | 0
[34 empty] | 106 | 0.97213 | 1.9131 | NoValue | NoValue | NoValue | 0 | 0
[34 empty] | 107 | 0.97239 | 1.9172 | NoValue | NoValue | NoValue | 0 | 0
[34 empty] | 108 | 0.97264 | 1.9211 | NoValue | NoValue | NoValue | 0 | 0
[34 empty] | 109 | 0.97289 | 1.9251 | NoValue | NoValue | NoValue | 0 | 0
[34 empty] | 110 | 0.97313 | 1.929 | NoValue | NoValue | NoValue | 0 | 0
[34 empty] | 111 | 0.97337 | 1.9328 | NoValue | NoValue | NoValue | 0 | 0
[34 empty] | 112 | 0.97361 | 1.9367 | NoValue | NoValue | NoValue | 0 | 0
[34 empty] | 113 | 0.97384 | 1.9404 | NoValue | NoValue | NoValue | 0 | 0
[34 empty] | 114 | 0.97406 | 1.9442 | NoValue | NoValue | NoValue | 0 | 0
[34 empty] | 115 | 0.97429 | 1.9479 | NoValue | NoValue | NoValue | 0 | 0
[34 empty] | 116 | 0.97451 | 1.9516 | NoValue | NoValue | NoValue | 0 | 0
[34 empty] | 117 | 0.97472 | 1.9552 | NoValue | NoValue | NoValue | 0 | 0
[34 empty] | 118 | 0.97493 | 1.9588 | NoValue | NoValue | NoValue | 0 | 0
[34 empty] | 119 | 0.97514 | 1.9624 | NoValue | NoValue | NoValue | 0 | 0
[34 empty] | 120 | 0.97534 | 1.9659 | NoValue | NoValue | NoValue | 0 | 0
Z-Values
99% C.I.
[34 empty] | # samples | percentile | z-value
[34 empty] | 1 | 0.01 | -2.3263
[34 empty] | 2 | 0.1 | -1.2816
[34 empty] | 3 | 0.21544 | -0.78767
[34 empty] | 4 | 0.31623 | -0.47827
[34 empty] | 5 | 0.39811 | -0.25825
[34 empty] | 6 | 0.46416 | -0.089962
[34 empty] | 7 | 0.51795 | 0.045003
[34 empty] | 8 | 0.56234 | 0.15691
[34 empty] | 9 | 0.59948 | 0.25201
[34 empty] | 10 | 0.63096 | 0.33439
[34 empty] | 11 | 0.65793 | 0.40683
[34 empty] | 12 | 0.68129 | 0.47131
[34 empty] | 13 | 0.7017 | 0.52931
[34 empty] | 14 | 0.71969 | 0.58191
[34 empty] | 15 | 0.73564 | 0.62997
[34 empty] | 16 | 0.74989 | 0.67416
[34 empty] | 17 | 0.7627 | 0.71501
[34 empty] | 18 | 0.77426 | 0.75296
[34 empty] | 19 | 0.78476 | 0.78837
[34 empty] | 20 | 0.79433 | 0.82153
[34 empty] | 21 | 0.80309 | 0.85269
[34 empty] | 22 | 0.81113 | 0.88207
[34 empty] | 23 | 0.81855 | 0.90984
[34 empty] | 24 | 0.8254 | 0.93616
[34 empty] | 25 | 0.83176 | 0.96116
[34 empty] | 26 | 0.83768 | 0.98496
[34 empty] | 27 | 0.84319 | 1.0077
[34 empty] | 28 | 0.84834 | 1.0294
[34 empty] | 29 | 0.85317 | 1.0501
[34 empty] | 30 | 0.8577 | 1.07
[34 empty] | 31 | 0.86195 | 1.0891
[34 empty] | 32 | 0.86596 | 1.1075
[34 empty] | 33 | 0.86975 | 1.1252
[34 empty] | 34 | 0.87333 | 1.1423
[34 empty] | 35 | 0.87671 | 1.1587
[34 empty] | 36 | 0.87992 | 1.1746
[34 empty] | 37 | 0.88297 | 1.19
[34 empty] | 38 | 0.88587 | 1.2048
[34 empty] | 39 | 0.88862 | 1.2192
[34 empty] | 40 | 0.89125 | 1.2332
[34 empty] | 41 | 0.89376 | 1.2468
[34 empty] | 42 | 0.89615 | 1.2599
[34 empty] | 43 | 0.89844 | 1.2727
[34 empty] | 44 | 0.90063 | 1.2851
[34 empty] | 45 | 0.90273 | 1.2972
[34 empty] | 46 | 0.90474 | 1.309
[34 empty] | 47 | 0.90666 | 1.3205
[34 empty] | 48 | 0.90852 | 1.3317
[34 empty] | 49 | 0.9103 | 1.3426
[34 empty] | 50 | 0.91201 | 1.3532
[34 empty] | 51 | 0.91366 | 1.3636
[34 empty] | 52 | 0.91525 | 1.3738
[34 empty] | 53 | 0.91678 | 1.3837
[34 empty] | 54 | 0.91825 | 1.3934
[34 empty] | 55 | 0.91968 | 1.4029
[34 empty] | 56 | 0.92106 | 1.4122
[34 empty] | 57 | 0.92239 | 1.4213
[34 empty] | 58 | 0.92367 | 1.4302
[34 empty] | 59 | 0.92491 | 1.4389
[34 empty] | 60 | 0.92612 | 1.4475
[34 empty] | 61 | 0.92728 | 1.4559
[34 empty] | 62 | 0.92841 | 1.4641
[34 empty] | 63 | 0.92951 | 1.4721
[34 empty] | 64 | 0.93057 | 1.4801
[34 empty] | 65 | 0.9316 | 1.4878
[34 empty] | 66 | 0.9326 | 1.4955
[34 empty] | 67 | 0.93358 | 1.503
[34 empty] | 68 | 0.93452 | 1.5103
[34 empty] | 69 | 0.93544 | 1.5176
[34 empty] | 70 | 0.93633 | 1.5247
[34 empty] | 71 | 0.9372 | 1.5317
[34 empty] | 72 | 0.93804 | 1.5385
[34 empty] | 73 | 0.93886 | 1.5453
[34 empty] | 74 | 0.93966 | 1.552
[34 empty] | 75 | 0.94044 | 1.5585
[34 empty] | 76 | 0.9412 | 1.565
[34 empty] | 77 | 0.94195 | 1.5713
[34 empty] | 78 | 0.94267 | 1.5776
[34 empty] | 79 | 0.94337 | 1.5837
[34 empty] | 80 | 0.94406 | 1.5898
[34 empty] | 81 | 0.94473 | 1.5958
[34 empty] | 82 | 0.94539 | 1.6017
[34 empty] | 83 | 0.94603 | 1.6075
[34 empty] | 84 | 0.94665 | 1.6132
[34 empty] | 85 | 0.94726 | 1.6189
[34 empty] | 86 | 0.94786 | 1.6244
[34 empty] | 87 | 0.94844 | 1.6299
[34 empty] | 88 | 0.94901 | 1.6354
[34 empty] | 89 | 0.94957 | 1.6407
[34 empty] | 90 | 0.95012 | 1.646
[34 empty] | 91 | 0.95065 | 1.6512
[34 empty] | 92 | 0.95118 | 1.6564
[34 empty] | 93 | 0.95169 | 1.6614
[34 empty] | 94 | 0.95219 | 1.6665
[34 empty] | 95 | 0.95268 | 1.6714
[34 empty] | 96 | 0.95316 | 1.6763
[34 empty] | 97 | 0.95363 | 1.6812
[34 empty] | 98 | 0.9541 | 1.6859
[34 empty] | 99 | 0.95455 | 1.6907
[34 empty] | 100 | 0.95499 | 1.6953
[34 empty] | 101 | 0.95543 | 1.6999
[34 empty] | 102 | 0.95586 | 1.7045
[34 empty] | 103 | 0.95627 | 1.709
[34 empty] | 104 | 0.95669 | 1.7135
[34 empty] | 105 | 0.95709 | 1.7179
[34 empty] | 106 | 0.95749 | 1.7222
[34 empty] | 107 | 0.95787 | 1.7265
[34 empty] | 108 | 0.95826 | 1.7308
[34 empty] | 109 | 0.95863 | 1.735
[34 empty] | 110 | 0.959 | 1.7392
[34 empty] | 111 | 0.95936 | 1.7433
[34 empty] | 112 | 0.95972 | 1.7474
[34 empty] | 113 | 0.96007 | 1.7514
[34 empty] | 114 | 0.96041 | 1.7555
[34 empty] | 115 | 0.96075 | 1.7594
[34 empty] | 116 | 0.96108 | 1.7633
[34 empty] | 117 | 0.9614 | 1.7672
[34 empty] | 118 | 0.96172 | 1.7711
[34 empty] | 119 | 0.96204 | 1.7749
[34 empty] | 120 | 0.96235 | 1.7786
Note on C8: Use Goodness of Fit tests to determine type of data distribution. E.g. ProUCL. If unknown, enter Lognormal for data sets with no values below reporting limits and enter Delta-Lognormal for data sets with values reported as below reporting limit. For data sets with values below multiple reporting limits, enter Modified Delta-Lognormal and use Optional Procedure for Multi-reporting level.
Note on C12: Enter Reporting Limit in Cell G9. The number will display in Cell H9 with the correct number of significant figures as text. Reporting Limit= Method Detection Limit(MDL) Practical Quantitation Limit (PQL) Reporting Level (RL) Minimum Level (ML) Level Of Detection (LOD) etc.
Note on I12: Value of Reporting Limit with correct number of significant figures
Note on C14: Enter limiting number of Significant Figures into cell to the right. Significant Figures are: 1. When there are no zeros in the number, count all non-zero numbers as significant, e.g. 2.23 and 223=3 sig.figs. 2. When there are zeros: (a) count zeros between other numbers as significant, e.g. 203=3 sig. figs. (b) count zeros to the right of numbers past the decimal point as significant, e.g. 0.0230=3 sig.figs. (c) Don't count zeros to the left of other numbers past the decimal point, e.g. 0.0023 and .023=2 sig. figs. (d) Don't count zeros before the decimal point, e.g. 230 and 2300=2 sig. figs. (Unless those zeros are reported as significant e.g. between other numbers as in 1. above or when the zero is otherwise expressed as significant)
Note on G14: !!!Use a minimum value of 2 Significant Figures!!! A value of 1 may cause errors in final MEC and RWC outputs
Note on G18: Column will display data values in correct number of limiting significant figures identified above.
Note on D20: Jennifer Robinson: 113 was used due to this being the max value give in the permit application and 3 samples were analyzed
Note on T27: Enter acute value from WLA or end-of-pipe water quality standard. If no standard applies, leave blank
Note on T34: Enter Chronic value from WLA or end-of-pipe water quality standard. If no standard applies, leave blank
Note on T41: Enter Human Health criteria from WLA or end-of-pipe water quality standard. If no standard applies, leave blank

## Zn 002
| Reasonable Potential Procedure |  |  |  |  | Facility Name: |  | ATK
Permit Number:
[6 empty] | Outfall Number: |  | 001
INSTRUCTIONS: For Effluent Data Sets with a Single Reporting Limit
1. Enter Parameter Name, Distribution Type and Units in Yellow Cells G6,G8 and G10.
|  | Parameter |  | = | Aluminum | [5 empty] | 2. Enter Reporting Limit for ND and Significant Figures in Yellow Cells G12 and G14. (The Reporting Limit will be displayed in the correct number of sgnificant figures in Cell I12.)
|  | Distribution |  | = | Default | [5 empty] | 3. Enter desired Confidence Interval in Cell G16 (95 or 99)
4. Enter Effluent Data Values in Yellow Cells in Column D to the Left. For Non-Detected Values, enter ND or nd in Cell. (The data will be displayed with the correct significant figures in column H.)
|  | Data Units |  | = | ug/L
5. Enter criterion in cells S38(ac), S55(ch), and S72(hh).
|  | Reporting Limit |  | = | 1 |  | 1.00 |  |  |  | 6.The displays in cells S40, S57 and S74 indicates RP.
|  | Significant Figures |  | = | 3 | [5 empty] | *Instructions For Multi-Reporting Limits: For data sets with non-detected values at multiple reporting limits, enter values >RL in Column D. Enter the reporting limit for each individual value <RL in Yellow Cells L20-L40, e.g. <5, <1; enter 5 in Cell L20, enter 1 in Cell L21.
|  | Confidence Interval |  | = | 99
|  |  | Effluent Data |  | Eff Data (w/correct sig figs) |  |  |  | Multi-Reporting Limits |  | Maximum Effluent Concentration Reported |  |  | = | 113 | ug/L
1 |  |  | 113 |  |  | 113 |  |  |  |  | Coefficient of Variation (CV) |  |  | = | 0.600
2 |  |  | 113 |  |  | 113
3 |  |  | 113 |  |  | 113 |  |  |  |  | RP Multiplier |  |  | = | 5.62
4
5 | [10 empty] | Projected Maximum Effluent Concentration (MEC) |  |  | = | 635 | ug/L
6
7
8 | [10 empty] | Acute WQBEL Concentration |  | = | 846 | ug/L
9
10
11 | [10 empty] | Reasonable Potential for Acute Criterion? |  |  | = | NO
12
13
14
15 | [10 empty] | Chronic WQBEL Concentration |  | = | 1713 | ug/L
16
17
18 | [10 empty] | Reasonable Potential for Chronic Criterion? |  |  | = | NO
19
20
21
22 | [10 empty] | Human Health WQBEL Concentration |  | = |  | ug/L
23
24
25 | [10 empty] | Reasonable Potential for Human Health Criteria? |  |  | = | N/A
26 | [9 empty] | 9.0909
27
28
29
30
31
32
33
34
35
36
37
38
39
40
41
42
43
44
45
46
47
48
49
50
51
52
53
54
55
56
57
58
59
60
61
62
63
64
65
66
67
68
69
70
71
72
73
74
75
76
77
78
79
80
81
82
83
84
85
86
87
88
89
90
91
92
93
94
95
96
97
98
99
100
101
102
103
104
105
106
107
108
109
110
111
112
113
114
115
116
117
118
119
120
[34 empty] | Z-Values |  |  | Natural Logs and Sum of Squares |  |  | Logic Columns |  | Modified Delta Log-Delta Portion
[10 empty] | BOD5 |  | mg/L |  |  |  | delta-lognormal |  |  | lognormal |  |  |  | normal |  |  |  | default |  |  |  | mod.delta-lognormal |  |  |  | 95% C.I. |  | nat log(data)
[10 empty] | TOC |  | ug/L |  |  |  | ND Values | [14 empty] | Multiple ND Values |  |  | # samples | percentile | z-value
[10 empty] | COD |  | mg/kg |  |  | Total Observations = |  | 3 | Total Observations= |  |  | 3 | Total Observations = |  |  | 3 | Total Observations= |  |  | 3 | Total Observations = |  |  | 3 | 1 | 0.05 | -1.6449 | 4.7274 | 0 | 0 | 113 | 113 | 3 | 0 | 0
[10 empty] | Fecal coliform |  | ug/kg | [17 empty] | Non-Detects = |  |  | 0 | 2 | 0.22361 | -0.76007 | 4.7274 | 0 | 0 | 113 | 113 |  | 0 | 0
[10 empty] | Toxicity(WET) |  | TU (tox units) |  |  | Non-Detects = |  | 0 | [16 empty] | 3 | 0.3684 | -0.33609 | 4.7274 | 0 | 0 | 113 | 113 |  | 0 | 0
[10 empty] | Ammonia-N |  | NTU | [18 empty] | E(XD) |  | #DIV/0! | 4 | 0.47287 | -0.068055 | NoValue | NoValue | NoValue | 0 | 0 |  | 0 | 0
[10 empty] | TDS |  | color units |  |  | Lognormal Mean = |  | 4.7274 | [13 empty] | VAR(XD) |  | #DIV/0! | 5 | 0.54928 | 0.12384 | NoValue | NoValue | NoValue | 0 | 0 |  | 0 | 0
[10 empty] | TAH |  | #/100 mL | [18 empty] | ∂ |  | 0 | 6 | 0.60696 | 0.27141 | NoValue | NoValue | NoValue | 0 | 0 |  | 0 | 0
[10 empty] | TAqH |  |  |  |  | Lognormal Variance = |  | 0 | Lognormal Mean = |  |  | 4.7274 | Normal Mean = |  |  | 113 | [8 empty] | 7 | 0.65184 | 0.39028 | NoValue | NoValue | NoValue | 0 | 0 |  | 0 | 0
[10 empty] | Color | [20 empty] | µ |  | 4.7274 | 8 | 0.68766 | 0.48922 | NoValue | NoValue | NoValue | 0 | 0 |  | 0 | 0
[10 empty] | Turbidity |  |  |  |  | Delta-Log Daily Avg = |  | 113 | Lognormal Variance = |  |  | 0 | Normal Variance = |  |  | 0 | [5 empty] | σ2 |  | 0 | 9 | 0.71687 | 0.57357 | NoValue | NoValue | NoValue | 0 | 0 |  | 0 | 0
[10 empty] | Aluminum | [20 empty] | E(Xc) |  | 113 | 10 | 0.74113 | 0.64685 | NoValue | NoValue | NoValue | 0 | 0 |  | 0 | 0
[10 empty] | Antimony |  |  |  |  | Delta-Log Variance = |  | 0 | Lognormal Daily Avg = |  |  | 10.6301 | [9 empty] | VAR(Xc) |  | 0 | 11 | 0.7616 | 0.71145 | NoValue | NoValue | NoValue | 0 | 0 |  | 0 | 0
[10 empty] | Arsenic |  | Lognormal | [21 empty] | 12 | 0.77908 | 0.76908 | NoValue | NoValue | NoValue | 0 | 0 |  | 0 | 0
[10 empty] | Barium |  | Normal |  |  | Coefficient of Variation= |  | 0 | Coefficient of Variation= |  |  | 0 | Coefficient of Variation= |  |  | 0 | Coefficient of Variation= |  |  | 0.6 |  | E(U) |  | #DIV/0! | 13 | 0.79418 | 0.82102 | NoValue | NoValue | NoValue | 0 | 0 |  | 0 | 0
[10 empty] | Beryllium |  | Delta-Lognormal | [18 empty] | VAR(U) |  | #DIV/0! | 14 | 0.80736 | 0.86822 | NoValue | NoValue | NoValue | 0 | 0 |  | 0 | 0
[10 empty] | Cadmium |  | Modified Delta-Lognormal | [17 empty] | Coefficient of Variation= |  |  | #DIV/0! | 15 | 0.81896 | 0.91142 | NoValue | NoValue | NoValue | 0 | 0 |  | 0 | 0
[10 empty] | Chromium (Total) |  | Default | [21 empty] | 16 | 0.82925 | 0.95121 | NoValue | NoValue | NoValue | 0 | 0 |  | 0 | 0
[10 empty] | Chromium (3+) |  |  |  |  | RP Multiplier= |  | 1 | RP Multiplier= |  |  | 1 | RP Multiplier= |  |  | 1 | RP Multiplier= |  |  | 5.6214 | RP Multiplier= |  |  | #DIV/0! | 17 | 0.83843 | 0.98804 | NoValue | NoValue | NoValue | 0 | 0 |  | 0 | 0
[10 empty] | Chromium (6+) |  | 95 | [21 empty] | 18 | 0.84668 | 1.0223 | NoValue | NoValue | NoValue | 0 | 0 |  | 0 | 0
[10 empty] | Cobalt |  | 99 |  |  | Maximum Eff. Conc. |  | 113 | Maximum Eff. Conc. |  |  | 113 | Maximum Eff Con = |  |  | 113 | Maximum Eff. Conc. |  |  | 635.2134 | Maximum Eff. Conc. |  |  | #DIV/0! | 19 | 0.85413 | 1.0543 | NoValue | NoValue | NoValue | 0 | 0 |  | 0 | 0
[10 empty] | Copper | [23 empty] | 20 | 0.86089 | 1.0843 | NoValue | NoValue | NoValue | 0 | 0 |  | 0 | 0
[10 empty] | Cyanide (Total) |  | gpd |  |  |  |  | 4.727 |  |  |  | 4.727 |  |  |  | 113 | [7 empty] | #DIV/0! | 21 | 0.86705 | 1.1126 | NoValue | NoValue | NoValue | 0 | 0
[10 empty] | Cyanide (WAD) |  | gpm | [20 empty] | #DIV/0! | 22 | 0.87269 | 1.1392 | NoValue | NoValue | NoValue | 0 | 0
[10 empty] | Iron |  | MGD |  |  |  | Significant Figures | #NUM! |  |  | Significant Figures | #NUM! |  |  | Significant Figures | #NUM! |  |  | Significant Figures |  |  |  | Significant Figures | #NUM! | 23 | 0.87788 | 1.1644 | NoValue | NoValue | NoValue | 0 | 0
[10 empty] | Lead |  | cfs |  |  |  | for Statistical |  |  |  | for Statistical |  |  |  | for Statistical |  |  |  | for Statistical |  |  |  | for Statistical | 4.727 | 24 | 0.88265 | 1.1884 | NoValue | NoValue | NoValue | 0 | 0
[10 empty] | Magnesium | [5 empty] | Calculations | 113 |  |  | Calculations | 10.63 |  |  | Calculations |  |  |  | Calculations |  |  |  | Calculations | #NUM! | 25 | 0.88707 | 1.2111 | NoValue | NoValue | NoValue | 0 | 0
[10 empty] | Manganese |  | 0 | [20 empty] | 113 | 26 | 0.89117 | 1.2328 | NoValue | NoValue | NoValue | 0 | 0
[10 empty] | Mercury | [6 empty] | #NUM! |  |  |  | #NUM! |  |  |  | #NUM! | [7 empty] | #NUM! | 27 | 0.89498 | 1.2535 | NoValue | NoValue | NoValue | 0 | 0
[10 empty] | Molybdenum | [22 empty] | #DIV/0! | 28 | 0.89853 | 1.2732 | NoValue | NoValue | NoValue | 0 | 0
[10 empty] | Nickel | [6 empty] | #NUM! | [15 empty] | #DIV/0! | 29 | 0.90186 | 1.2922 | NoValue | NoValue | NoValue | 0 | 0
[10 empty] | Selenium | [22 empty] | #DIV/0! | 30 | 0.90497 | 1.3104 | NoValue | NoValue | NoValue | 0 | 0
[10 empty] | Silver | [6 empty] | 1 |  |  |  | 1 |  |  |  | 1 |  |  |  | 5.621 |  |  |  | #DIV/0! | 31 | 0.90789 | 1.3278 | NoValue | NoValue | NoValue | 0 | 0
[10 empty] | Thallium | [23 empty] | 32 | 0.91063 | 1.3447 | NoValue | NoValue | NoValue | 0 | 0
[10 empty] | Tin | [6 empty] | 113 |  |  |  | 113 |  |  |  | 113 |  |  |  | 635 |  |  |  | #DIV/0! | 33 | 0.91322 | 1.3608 | NoValue | NoValue | NoValue | 0 | 0
[10 empty] | Titanium | [23 empty] | 34 | 0.91566 | 1.3765 | NoValue | NoValue | NoValue | 0 | 0
[10 empty] | Vanadium |  | Tan Boxes to the right contain the TSD Chapter 3 rp multipliers, z-values and maximum effluent concentration (MEC) calculation formulas. |  |  |  | -0.78767 | -0.7877 |  |  | -0.78767 | -0.7877 |  |  | -0.78767 | -0.7877 |  |  | -0.78767 | -0.7877 |  |  | -0.78767 | -0.7877 | 35 | 0.91797 | 1.3915 | NoValue | NoValue | NoValue | 0 | 0
[10 empty] | Zinc | [23 empty] | 36 | 0.92015 | 1.4061 | NoValue | NoValue | NoValue | 0 | 0
[16 empty] | 113 |  |  |  | 113 |  |  |  | 113 |  |  |  | 113 |  |  |  | 113 |  | 37 | 0.92223 | 1.4202 | NoValue | NoValue | NoValue | 0 | 0
[10 empty] | Benzene | [23 empty] | 38 | 0.92419 | 1.4338 | NoValue | NoValue | NoValue | 0 | 0
[10 empty] | Ethyl Benzene | [5 empty] | 0 | #NUM! |  |  | 0 | #NUM! |  |  | 0 | #NUM! |  |  | 0.30748 | 0.3075 |  |  | #DIV/0! | #DIV/0! | 39 | 0.92606 | 1.4471 | NoValue | NoValue | NoValue | 0 | 0
[10 empty] | Toluene | [23 empty] | 40 | 0.92784 | 1.4599 | NoValue | NoValue | NoValue | 0 | 0
[10 empty] | Xylenes | [5 empty] | 0 | #NUM! |  |  | 0 | #NUM! |  |  | 0 | #NUM! |  |  | 0.55451 | 0.5545 |  |  | #DIV/0! | #DIV/0! | 41 | 0.92954 | 1.4724 | NoValue | NoValue | NoValue | 0 | 0
[10 empty] | Phenol | [23 empty] | 42 | 0.93116 | 1.4845 | NoValue | NoValue | NoValue | 0 | 0
[30 empty] | Logic Arguments for Final MEC and CV |  | 635 | 635 | 43 | 0.9327 | 1.4962 | NoValue | NoValue | NoValue | 0 | 0
[10 empty] | Sulfate | [23 empty] | 44 | 0.93418 | 1.5077 | NoValue | NoValue | NoValue | 0 | 0
[10 empty] | Nitrate | [21 empty] | 0.6 | 0.6 | 45 | 0.9356 | 1.5188 | NoValue | NoValue | NoValue | 0 | 0
[10 empty] | Nitrite | [23 empty] | 46 | 0.93695 | 1.5297 | NoValue | NoValue | NoValue | 0 | 0
[10 empty] | Chloride | [23 empty] | 47 | 0.93825 | 1.5402 | NoValue | NoValue | NoValue | 0 | 0
[10 empty] | Fluoride |  | Mass balance for Acute Aquatic life RWC & Correction for Significant figures |  |  |  | 635 | [13 empty] | Logic RPM |  | 5.621 |  | 48 | 0.9395 | 1.5506 | NoValue | NoValue | NoValue | 0 | 0
[17 empty] | 635 | [16 empty] | 49 | 0.94069 | 1.5606 | NoValue | NoValue | NoValue | 0 | 0
[10 empty] | Boron | [23 empty] | 50 | 0.94184 | 1.5705 | NoValue | NoValue | NoValue | 0 | 0
[10 empty] | Calcium | [23 empty] | 51 | 0.94295 | 1.58 | NoValue | NoValue | NoValue | 0 | 0
[10 empty] | Phosphorous |  | Mass balance for Chronic Aquatic life RWC & Correction for Significant figures |  |  |  | 635 | [17 empty] | 52 | 0.94402 | 1.5894 | NoValue | NoValue | NoValue | 0 | 0
[10 empty] | Sodium | [6 empty] | 635 | [16 empty] | 53 | 0.94504 | 1.5986 | NoValue | NoValue | NoValue | 0 | 0
[10 empty] | Total Kjeldahl Nitrogen | [23 empty] | 54 | 0.94603 | 1.6076 | NoValue | NoValue | NoValue | 0 | 0
[10 empty] | Total Residual Chlorine | [23 empty] | 55 | 0.94699 | 1.6163 | NoValue | NoValue | NoValue | 0 | 0
[12 empty] | Mass balance for Human Health RWC & Correction for Significant figures |  |  |  | 635 | [17 empty] | 56 | 0.94791 | 1.6249 | NoValue | NoValue | NoValue | 0 | 0
[17 empty] | 635 | [16 empty] | 57 | 0.9488 | 1.6333 | NoValue | NoValue | NoValue | 0 | 0
[34 empty] | 58 | 0.94966 | 1.6416 | NoValue | NoValue | NoValue | 0 | 0
[34 empty] | 59 | 0.95049 | 1.6496 | NoValue | NoValue | NoValue | 0 | 0
[34 empty] | 60 | 0.9513 | 1.6576 | NoValue | NoValue | NoValue | 0 | 0
[34 empty] | 61 | 0.95208 | 1.6653 | NoValue | NoValue | NoValue | 0 | 0
[34 empty] | 62 | 0.95283 | 1.6729 | NoValue | NoValue | NoValue | 0 | 0
[34 empty] | 63 | 0.95356 | 1.6804 | NoValue | NoValue | NoValue | 0 | 0
[34 empty] | 64 | 0.95427 | 1.6877 | NoValue | NoValue | NoValue | 0 | 0
[34 empty] | 65 | 0.95496 | 1.695 | NoValue | NoValue | NoValue | 0 | 0
[34 empty] | 66 | 0.95562 | 1.702 | NoValue | NoValue | NoValue | 0 | 0
[34 empty] | 67 | 0.95627 | 1.709 | NoValue | NoValue | NoValue | 0 | 0
[34 empty] | 68 | 0.9569 | 1.7158 | NoValue | NoValue | NoValue | 0 | 0
[34 empty] | 69 | 0.95751 | 1.7225 | NoValue | NoValue | NoValue | 0 | 0
[34 empty] | 70 | 0.95811 | 1.7291 | NoValue | NoValue | NoValue | 0 | 0
[34 empty] | 71 | 0.95868 | 1.7356 | NoValue | NoValue | NoValue | 0 | 0
[34 empty] | 72 | 0.95925 | 1.742 | NoValue | NoValue | NoValue | 0 | 0
[34 empty] | 73 | 0.95979 | 1.7483 | NoValue | NoValue | NoValue | 0 | 0
[34 empty] | 74 | 0.96033 | 1.7545 | NoValue | NoValue | NoValue | 0 | 0
[34 empty] | 75 | 0.96084 | 1.7606 | NoValue | NoValue | NoValue | 0 | 0
[34 empty] | 76 | 0.96135 | 1.7666 | NoValue | NoValue | NoValue | 0 | 0
[34 empty] | 77 | 0.96184 | 1.7725 | NoValue | NoValue | NoValue | 0 | 0
[34 empty] | 78 | 0.96232 | 1.7783 | NoValue | NoValue | NoValue | 0 | 0
[34 empty] | 79 | 0.96279 | 1.784 | NoValue | NoValue | NoValue | 0 | 0
[34 empty] | 80 | 0.96325 | 1.7897 | NoValue | NoValue | NoValue | 0 | 0
[34 empty] | 81 | 0.96369 | 1.7952 | NoValue | NoValue | NoValue | 0 | 0
[34 empty] | 82 | 0.96413 | 1.8007 | NoValue | NoValue | NoValue | 0 | 0
[34 empty] | 83 | 0.96455 | 1.8061 | NoValue | NoValue | NoValue | 0 | 0
[34 empty] | 84 | 0.96496 | 1.8115 | NoValue | NoValue | NoValue | 0 | 0
[34 empty] | 85 | 0.96537 | 1.8167 | NoValue | NoValue | NoValue | 0 | 0
[34 empty] | 86 | 0.96577 | 1.8219 | NoValue | NoValue | NoValue | 0 | 0
[34 empty] | 87 | 0.96615 | 1.827 | NoValue | NoValue | NoValue | 0 | 0
[34 empty] | 88 | 0.96653 | 1.8321 | NoValue | NoValue | NoValue | 0 | 0
[34 empty] | 89 | 0.9669 | 1.8371 | NoValue | NoValue | NoValue | 0 | 0
[34 empty] | 90 | 0.96726 | 1.842 | NoValue | NoValue | NoValue | 0 | 0
[34 empty] | 91 | 0.96762 | 1.8469 | NoValue | NoValue | NoValue | 0 | 0
[34 empty] | 92 | 0.96796 | 1.8517 | NoValue | NoValue | NoValue | 0 | 0
[34 empty] | 93 | 0.9683 | 1.8564 | NoValue | NoValue | NoValue | 0 | 0
[34 empty] | 94 | 0.96863 | 1.8611 | NoValue | NoValue | NoValue | 0 | 0
[34 empty] | 95 | 0.96896 | 1.8657 | NoValue | NoValue | NoValue | 0 | 0
[34 empty] | 96 | 0.96928 | 1.8703 | NoValue | NoValue | NoValue | 0 | 0
[34 empty] | 97 | 0.96959 | 1.8748 | NoValue | NoValue | NoValue | 0 | 0
[34 empty] | 98 | 0.96989 | 1.8792 | NoValue | NoValue | NoValue | 0 | 0
[34 empty] | 99 | 0.97019 | 1.8836 | NoValue | NoValue | NoValue | 0 | 0
[34 empty] | 100 | 0.97049 | 1.888 | NoValue | NoValue | NoValue | 0 | 0
[34 empty] | 101 | 0.97077 | 1.8923 | NoValue | NoValue | NoValue | 0 | 0
[34 empty] | 102 | 0.97106 | 1.8966 | NoValue | NoValue | NoValue | 0 | 0
[34 empty] | 103 | 0.97133 | 1.9008 | NoValue | NoValue | NoValue | 0 | 0
[34 empty] | 104 | 0.97161 | 1.9049 | NoValue | NoValue | NoValue | 0 | 0
[34 empty] | 105 | 0.97187 | 1.9091 | NoValue | NoValue | NoValue | 0 | 0
[34 empty] | 106 | 0.97213 | 1.9131 | NoValue | NoValue | NoValue | 0 | 0
[34 empty] | 107 | 0.97239 | 1.9172 | NoValue | NoValue | NoValue | 0 | 0
[34 empty] | 108 | 0.97264 | 1.9211 | NoValue | NoValue | NoValue | 0 | 0
[34 empty] | 109 | 0.97289 | 1.9251 | NoValue | NoValue | NoValue | 0 | 0
[34 empty] | 110 | 0.97313 | 1.929 | NoValue | NoValue | NoValue | 0 | 0
[34 empty] | 111 | 0.97337 | 1.9328 | NoValue | NoValue | NoValue | 0 | 0
[34 empty] | 112 | 0.97361 | 1.9367 | NoValue | NoValue | NoValue | 0 | 0
[34 empty] | 113 | 0.97384 | 1.9404 | NoValue | NoValue | NoValue | 0 | 0
[34 empty] | 114 | 0.97406 | 1.9442 | NoValue | NoValue | NoValue | 0 | 0
[34 empty] | 115 | 0.97429 | 1.9479 | NoValue | NoValue | NoValue | 0 | 0
[34 empty] | 116 | 0.97451 | 1.9516 | NoValue | NoValue | NoValue | 0 | 0
[34 empty] | 117 | 0.97472 | 1.9552 | NoValue | NoValue | NoValue | 0 | 0
[34 empty] | 118 | 0.97493 | 1.9588 | NoValue | NoValue | NoValue | 0 | 0
[34 empty] | 119 | 0.97514 | 1.9624 | NoValue | NoValue | NoValue | 0 | 0
[34 empty] | 120 | 0.97534 | 1.9659 | NoValue | NoValue | NoValue | 0 | 0
Z-Values
99% C.I.
[34 empty] | # samples | percentile | z-value
[34 empty] | 1 | 0.01 | -2.3263
[34 empty] | 2 | 0.1 | -1.2816
[34 empty] | 3 | 0.21544 | -0.78767
[34 empty] | 4 | 0.31623 | -0.47827
[34 empty] | 5 | 0.39811 | -0.25825
[34 empty] | 6 | 0.46416 | -0.089962
[34 empty] | 7 | 0.51795 | 0.045003
[34 empty] | 8 | 0.56234 | 0.15691
[34 empty] | 9 | 0.59948 | 0.25201
[34 empty] | 10 | 0.63096 | 0.33439
[34 empty] | 11 | 0.65793 | 0.40683
[34 empty] | 12 | 0.68129 | 0.47131
[34 empty] | 13 | 0.7017 | 0.52931
[34 empty] | 14 | 0.71969 | 0.58191
[34 empty] | 15 | 0.73564 | 0.62997
[34 empty] | 16 | 0.74989 | 0.67416
[34 empty] | 17 | 0.7627 | 0.71501
[34 empty] | 18 | 0.77426 | 0.75296
[34 empty] | 19 | 0.78476 | 0.78837
[34 empty] | 20 | 0.79433 | 0.82153
[34 empty] | 21 | 0.80309 | 0.85269
[34 empty] | 22 | 0.81113 | 0.88207
[34 empty] | 23 | 0.81855 | 0.90984
[34 empty] | 24 | 0.8254 | 0.93616
[34 empty] | 25 | 0.83176 | 0.96116
[34 empty] | 26 | 0.83768 | 0.98496
[34 empty] | 27 | 0.84319 | 1.0077
[34 empty] | 28 | 0.84834 | 1.0294
[34 empty] | 29 | 0.85317 | 1.0501
[34 empty] | 30 | 0.8577 | 1.07
[34 empty] | 31 | 0.86195 | 1.0891
[34 empty] | 32 | 0.86596 | 1.1075
[34 empty] | 33 | 0.86975 | 1.1252
[34 empty] | 34 | 0.87333 | 1.1423
[34 empty] | 35 | 0.87671 | 1.1587
[34 empty] | 36 | 0.87992 | 1.1746
[34 empty] | 37 | 0.88297 | 1.19
[34 empty] | 38 | 0.88587 | 1.2048
[34 empty] | 39 | 0.88862 | 1.2192
[34 empty] | 40 | 0.89125 | 1.2332
[34 empty] | 41 | 0.89376 | 1.2468
[34 empty] | 42 | 0.89615 | 1.2599
[34 empty] | 43 | 0.89844 | 1.2727
[34 empty] | 44 | 0.90063 | 1.2851
[34 empty] | 45 | 0.90273 | 1.2972
[34 empty] | 46 | 0.90474 | 1.309
[34 empty] | 47 | 0.90666 | 1.3205
[34 empty] | 48 | 0.90852 | 1.3317
[34 empty] | 49 | 0.9103 | 1.3426
[34 empty] | 50 | 0.91201 | 1.3532
[34 empty] | 51 | 0.91366 | 1.3636
[34 empty] | 52 | 0.91525 | 1.3738
[34 empty] | 53 | 0.91678 | 1.3837
[34 empty] | 54 | 0.91825 | 1.3934
[34 empty] | 55 | 0.91968 | 1.4029
[34 empty] | 56 | 0.92106 | 1.4122
[34 empty] | 57 | 0.92239 | 1.4213
[34 empty] | 58 | 0.92367 | 1.4302
[34 empty] | 59 | 0.92491 | 1.4389
[34 empty] | 60 | 0.92612 | 1.4475
[34 empty] | 61 | 0.92728 | 1.4559
[34 empty] | 62 | 0.92841 | 1.4641
[34 empty] | 63 | 0.92951 | 1.4721
[34 empty] | 64 | 0.93057 | 1.4801
[34 empty] | 65 | 0.9316 | 1.4878
[34 empty] | 66 | 0.9326 | 1.4955
[34 empty] | 67 | 0.93358 | 1.503
[34 empty] | 68 | 0.93452 | 1.5103
[34 empty] | 69 | 0.93544 | 1.5176
[34 empty] | 70 | 0.93633 | 1.5247
[34 empty] | 71 | 0.9372 | 1.5317
[34 empty] | 72 | 0.93804 | 1.5385
[34 empty] | 73 | 0.93886 | 1.5453
[34 empty] | 74 | 0.93966 | 1.552
[34 empty] | 75 | 0.94044 | 1.5585
[34 empty] | 76 | 0.9412 | 1.565
[34 empty] | 77 | 0.94195 | 1.5713
[34 empty] | 78 | 0.94267 | 1.5776
[34 empty] | 79 | 0.94337 | 1.5837
[34 empty] | 80 | 0.94406 | 1.5898
[34 empty] | 81 | 0.94473 | 1.5958
[34 empty] | 82 | 0.94539 | 1.6017
[34 empty] | 83 | 0.94603 | 1.6075
[34 empty] | 84 | 0.94665 | 1.6132
[34 empty] | 85 | 0.94726 | 1.6189
[34 empty] | 86 | 0.94786 | 1.6244
[34 empty] | 87 | 0.94844 | 1.6299
[34 empty] | 88 | 0.94901 | 1.6354
[34 empty] | 89 | 0.94957 | 1.6407
[34 empty] | 90 | 0.95012 | 1.646
[34 empty] | 91 | 0.95065 | 1.6512
[34 empty] | 92 | 0.95118 | 1.6564
[34 empty] | 93 | 0.95169 | 1.6614
[34 empty] | 94 | 0.95219 | 1.6665
[34 empty] | 95 | 0.95268 | 1.6714
[34 empty] | 96 | 0.95316 | 1.6763
[34 empty] | 97 | 0.95363 | 1.6812
[34 empty] | 98 | 0.9541 | 1.6859
[34 empty] | 99 | 0.95455 | 1.6907
[34 empty] | 100 | 0.95499 | 1.6953
[34 empty] | 101 | 0.95543 | 1.6999
[34 empty] | 102 | 0.95586 | 1.7045
[34 empty] | 103 | 0.95627 | 1.709
[34 empty] | 104 | 0.95669 | 1.7135
[34 empty] | 105 | 0.95709 | 1.7179
[34 empty] | 106 | 0.95749 | 1.7222
[34 empty] | 107 | 0.95787 | 1.7265
[34 empty] | 108 | 0.95826 | 1.7308
[34 empty] | 109 | 0.95863 | 1.735
[34 empty] | 110 | 0.959 | 1.7392
[34 empty] | 111 | 0.95936 | 1.7433
[34 empty] | 112 | 0.95972 | 1.7474
[34 empty] | 113 | 0.96007 | 1.7514
[34 empty] | 114 | 0.96041 | 1.7555
[34 empty] | 115 | 0.96075 | 1.7594
[34 empty] | 116 | 0.96108 | 1.7633
[34 empty] | 117 | 0.9614 | 1.7672
[34 empty] | 118 | 0.96172 | 1.7711
[34 empty] | 119 | 0.96204 | 1.7749
[34 empty] | 120 | 0.96235 | 1.7786
Note on C8: Use Goodness of Fit tests to determine type of data distribution. E.g. ProUCL. If unknown, enter Lognormal for data sets with no values below reporting limits and enter Delta-Lognormal for data sets with values reported as below reporting limit. For data sets with values below multiple reporting limits, enter Modified Delta-Lognormal and use Optional Procedure for Multi-reporting level.
Note on C12: Enter Reporting Limit in Cell G9. The number will display in Cell H9 with the correct number of significant figures as text. Reporting Limit= Method Detection Limit(MDL) Practical Quantitation Limit (PQL) Reporting Level (RL) Minimum Level (ML) Level Of Detection (LOD) etc.
Note on I12: Value of Reporting Limit with correct number of significant figures
Note on C14: Enter limiting number of Significant Figures into cell to the right. Significant Figures are: 1. When there are no zeros in the number, count all non-zero numbers as significant, e.g. 2.23 and 223=3 sig.figs. 2. When there are zeros: (a) count zeros between other numbers as significant, e.g. 203=3 sig. figs. (b) count zeros to the right of numbers past the decimal point as significant, e.g. 0.0230=3 sig.figs. (c) Don't count zeros to the left of other numbers past the decimal point, e.g. 0.0023 and .023=2 sig. figs. (d) Don't count zeros before the decimal point, e.g. 230 and 2300=2 sig. figs. (Unless those zeros are reported as significant e.g. between other numbers as in 1. above or when the zero is otherwise expressed as significant)
Note on G14: !!!Use a minimum value of 2 Significant Figures!!! A value of 1 may cause errors in final MEC and RWC outputs
Note on G18: Column will display data values in correct number of limiting significant figures identified above.
Note on D20: Jennifer Robinson: 113 was used due to this being the max value give in the permit application and 3 samples were analyzed
Note on T27: Enter acute value from WLA or end-of-pipe water quality standard. If no standard applies, leave blank
Note on T34: Enter Chronic value from WLA or end-of-pipe water quality standard. If no standard applies, leave blank
Note on T41: Enter Human Health criteria from WLA or end-of-pipe water quality standard. If no standard applies, leave blank